## Sheet1
LSI TM-30-15 COMPARISON TOOL
2016-03-04
Choose LED Module and/or CCT from buttons below to display data
For multiple selections Hold Crtl
Definitions
Rf - The IES TM-30-15 Fidelity Index measures how similarly a test source renders colors compared to a reference source of the same CCT. It has a range of 0 to 100, with 100 indicating identical appearance.
Rg - The IES TM-30-15 Gamut Index measures the aggregate saturation or vividness of colors as rendered by the test source in comparison to the reference source. A score of 100 equals the same overall level of saturation. Scores greater than 100 indicate and overall average increase in saturation, whereas scores less than 100 indicate an overall average decrease in saturation. The range of possible values increases as the Fidelity Index score decreases.
CCT - Colrrelated Color Temperature
CIE Ra - General Index calculates color fidelity based on the average over eight test color samples of moderate saturation and lightness.
CIE R9 - The CRI R9 score calculates the color fidelity for a single, saturated red color sample.
Rf, skin - Average of CES15 and CES18 (skin)
SPD Data
LED Module | CCT | CIE Ra | CIE R9 | TM-30-15 Rf, skin | TM-30-15 Rf | TM-30-15 Rg | Color Vector | Color Distortion | 360 | 361 | 362 | 363 | 364 | 365 | 366 | 367 | 368 | 369 | 370 | 371 | 372 | 373 | 374 | 375 | 376 | 377 | 378 | 379 | 380 | 381 | 382 | 383 | 384 | 385 | 386 | 387 | 388 | 389 | 390 | 391 | 392 | 393 | 394 | 395 | 396 | 397 | 398 | 399 | 400 | 401 | 402 | 403 | 404 | 405 | 406 | 407 | 408 | 409 | 410 | 411 | 412 | 413 | 414 | 415 | 416 | 417 | 418 | 419 | 420 | 421 | 422 | 423 | 424 | 425 | 426 | 427 | 428 | 429 | 430 | 431 | 432 | 433 | 434 | 435 | 436 | 437 | 438 | 439 | 440 | 441 | 442 | 443 | 444 | 445 | 446 | 447 | 448 | 449 | 450 | 451 | 452 | 453 | 454 | 455 | 456 | 457 | 458 | 459 | 460 | 461 | 462 | 463 | 464 | 465 | 466 | 467 | 468 | 469 | 470 | 471 | 472 | 473 | 474 | 475 | 476 | 477 | 478 | 479 | 480 | 481 | 482 | 483 | 484 | 485 | 486 | 487 | 488 | 489 | 490 | 491 | 492 | 493 | 494 | 495 | 496 | 497 | 498 | 499 | 500 | 501 | 502 | 503 | 504 | 505 | 506 | 507 | 508 | 509 | 510 | 511 | 512 | 513 | 514 | 515 | 516 | 517 | 518 | 519 | 520 | 521 | 522 | 523 | 524 | 525 | 526 | 527 | 528 | 529 | 530 | 531 | 532 | 533 | 534 | 535 | 536 | 537 | 538 | 539 | 540 | 541 | 542 | 543 | 544 | 545 | 546 | 547 | 548 | 549 | 550 | 551 | 552 | 553 | 554 | 555 | 556 | 557 | 558 | 559 | 560 | 561 | 562 | 563 | 564 | 565 | 566 | 567 | 568 | 569 | 570 | 571 | 572 | 573 | 574 | 575 | 576 | 577 | 578 | 579 | 580 | 581 | 582 | 583 | 584 | 585 | 586 | 587 | 588 | 589 | 590 | 591 | 592 | 593 | 594 | 595 | 596 | 597 | 598 | 599 | 600 | 601 | 602 | 603 | 604 | 605 | 606 | 607 | 608 | 609 | 610 | 611 | 612 | 613 | 614 | 615 | 616 | 617 | 618 | 619 | 620 | 621 | 622 | 623 | 624 | 625 | 626 | 627 | 628 | 629 | 630 | 631 | 632 | 633 | 634 | 635 | 636 | 637 | 638 | 639 | 640 | 641 | 642 | 643 | 644 | 645 | 646 | 647 | 648 | 649 | 650 | 651 | 652 | 653 | 654 | 655 | 656 | 657 | 658 | 659 | 660 | 661 | 662 | 663 | 664 | 665 | 666 | 667 | 668 | 669 | 670 | 671 | 672 | 673 | 674 | 675 | 676 | 677 | 678 | 679 | 680 | 681 | 682 | 683 | 684 | 685 | 686 | 687 | 688 | 689 | 690 | 691 | 692 | 693 | 694 | 695 | 696 | 697 | 698 | 699 | 700 | 701 | 702 | 703 | 704 | 705 | 706 | 707 | 708 | 709 | 710 | 711 | 712 | 713 | 714 | 715 | 716 | 717 | 718 | 719 | 720 | 721 | 722 | 723 | 724 | 725 | 726 | 727 | 728 | 729 | 730 | 731 | 732 | 733 | 734 | 735 | 736 | 737 | 738 | 739 | 740 | 741 | 742 | 743 | 744 | 745 | 746 | 747 | 748 | 749 | 750 | 751 | 752 | 753 | 754 | 755 | 756 | 757 | 758 | 759 | 760 | 761 | 762 | 763 | 764 | 765 | 766 | 767 | 768 | 769 | 770 | 771 | 772 | 773 | 774 | 775 | 776 | 777 | 778 | 779 | 780
Xicato Standard | 2700 | 83 | 16 | 76 | 78 | 99 |  |  | 0.009086 | 0.009802 | 0.008371 | 0.008565 | 0.008759 | 0.008922 | 0.009085 | 0.009459 | 0.009833 | 0.010052 | 0.009614 | 0.009746 | 0.009351 | 0.008957 | 0.009153 | 0.009349 | 0.00904 | 0.008731 | 0.00915 | 0.009569 | 0.009898 | 0.009241 | 0.009351 | 0.00946 | 0.008995 | 0.009264 | 0.009532 | 0.009385 | 0.009238 | 0.009571 | 0.009904 | 0.009957 | 0.010011 | 0.01007 | 0.010129 | 0.010057 | 0.009985 | 0.010006 | 0.010277 | 0.010548 | 0.011396 | 0.012244 | 0.01306 | 0.013876 | 0.015666 | 0.017456 | 0.01979 | 0.022123 | 0.025964 | 0.029805 | 0.038755 | 0.046656 | 0.054557 | 0.063714 | 0.07287 | 0.086409 | 0.099948 | 0.11499 | 0.13004 | 0.14873 | 0.16742 | 0.18998 | 0.21254 | 0.25481 | 0.27638 | 0.29796 | 0.32653 | 0.35511 | 0.37594 | 0.39676 | 0.41581 | 0.43487 | 0.44636 | 0.45786 | 0.45972 | 0.456 | 0.42886 | 0.41176 | 0.39467 | 0.37131 | 0.34796 | 0.3201 | 0.29225 | 0.26615 | 0.24005 | 0.21501 | 0.18997 | 0.15281 | 0.13966 | 0.12651 | 0.11695 | 0.10739 | 0.099165 | 0.090942 | 0.085724 | 0.080506 | 0.075351 | 0.070196 | 0.066932 | 0.063669 | 0.057881 | 0.056282 | 0.054683 | 0.053658 | 0.052633 | 0.053061 | 0.053488 | 0.054562 | 0.055635 | 0.059564 | 0.061772 | 0.06398 | 0.06852 | 0.073059 | 0.077375 | 0.081691 | 0.087524 | 0.093356 | 0.10018 | 0.10701 | 0.12107 | 0.12919 | 0.1373 | 0.14641 | 0.15553 | 0.16511 | 0.17469 | 0.18392 | 0.19315 | 0.20331 | 0.21346 | 0.23031 | 0.24067 | 0.25103 | 0.26003 | 0.26903 | 0.2782 | 0.28737 | 0.294 | 0.30063 | 0.31691 | 0.32387 | 0.33083 | 0.3385 | 0.34616 | 0.35062 | 0.35508 | 0.36336 | 0.37164 | 0.37859 | 0.38413 | 0.38967 | 0.39215 | 0.39462 | 0.40049 | 0.40636 | 0.40996 | 0.41357 | 0.4206 | 0.42286 | 0.42513 | 0.43104 | 0.43695 | 0.44063 | 0.44431 | 0.44908 | 0.45386 | 0.45916 | 0.46496 | 0.47077 | 0.47626 | 0.48175 | 0.48624 | 0.49073 | 0.49802 | 0.50431 | 0.5106 | 0.51727 | 0.52394 | 0.52845 | 0.53297 | 0.54145 | 0.54993 | 0.5586 | 0.56616 | 0.57372 | 0.57816 | 0.58261 | 0.59161 | 0.60061 | 0.60824 | 0.61742 | 0.62659 | 0.6315 | 0.6364 | 0.646 | 0.65559 | 0.66282 | 0.672 | 0.68117 | 0.68783 | 0.69449 | 0.70215 | 0.70979 | 0.71764 | 0.72747 | 0.73731 | 0.74549 | 0.75368 | 0.7607 | 0.76771 | 0.778 | 0.78621 | 0.79442 | 0.80289 | 0.81135 | 0.81661 | 0.82186 | 0.83755 | 0.8447 | 0.85184 | 0.85976 | 0.86767 | 0.87404 | 0.88042 | 0.89294 | 0.89767 | 0.90239 | 0.91057 | 0.91876 | 0.92445 | 0.9321 | 0.93974 | 0.9443 | 0.94887 | 0.95466 | 0.96046 | 0.96383 | 0.96949 | 0.97516 | 0.97913 | 0.98311 | 0.98577 | 0.98825 | 0.99072 | 0.99327 | 0.99582 | 0.99791 | 1 | 0.99845 | 0.99902 | 0.9996 | 0.99757 | 0.99553 | 0.99333 | 0.99157 | 0.98981 | 0.98808 | 0.98636 | 0.9773 | 0.97384 | 0.97037 | 0.96527 | 0.96018 | 0.95131 | 0.94555 | 0.93978 | 0.93445 | 0.92912 | 0.91479 | 0.90826 | 0.90173 | 0.89471 | 0.88769 | 0.87252 | 0.86405 | 0.85558 | 0.84868 | 0.84178 | 0.82405 | 0.81605 | 0.80803 | 0.79893 | 0.78983 | 0.77098 | 0.76198 | 0.75297 | 0.74393 | 0.73489 | 0.71613 | 0.70666 | 0.69719 | 0.68769 | 0.6782 | 0.65791 | 0.64864 | 0.63936 | 0.62972 | 0.62007 | 0.6013 | 0.59173 | 0.58216 | 0.56331 | 0.55421 | 0.54512 | 0.53567 | 0.52622 | 0.50819 | 0.49969 | 0.49118 | 0.4829 | 0.4746 | 0.45698 | 0.44862 | 0.44027 | 0.42343 | 0.41574 | 0.40804 | 0.40013 | 0.39222 | 0.37861 | 0.37101 | 0.36341 | 0.34959 | 0.34246 | 0.33533 | 0.32873 | 0.32213 | 0.30929 | 0.30357 | 0.29785 | 0.28574 | 0.27979 | 0.27383 | 0.26804 | 0.26224 | 0.25272 | 0.24685 | 0.24098 | 0.23217 | 0.22671 | 0.22126 | 0.21375 | 0.20819 | 0.20264 | 0.19793 | 0.19323 | 0.18535 | 0.18153 | 0.1777 | 0.1706 | 0.16707 | 0.16353 | 0.15654 | 0.15302 | 0.14949 | 0.14288 | 0.13978 | 0.13669 | 0.13161 | 0.12891 | 0.1262 | 0.12358 | 0.12095 | 0.11584 | 0.11329 | 0.11075 | 0.10641 | 0.10459 | 0.10277 | 0.098922 | 0.096671 | 0.09442 | 0.090678 | 0.08882 | 0.086962 | 0.084165 | 0.082622 | 0.081079 | 0.078965 | 0.077423 | 0.075881 | 0.073375 | 0.071653 | 0.069931 | 0.069152 | 0.0679 | 0.066647 | 0.065983 | 0.064553 | 0.063122 | 0.061275 | 0.06034 | 0.059406 | 0.05694 | 0.055939 | 0.054939 | 0.052362 | 0.051725 | 0.051088 | 0.048735 | 0 | 0 | 0 | 0 | 0 | 0 | 0 | 0 | 0 | 0 | 0 | 0 | 0 | 0 | 0 | 0 | 0 | 0 | 0 | 0
Xicato Standard | 3000 | 83 | 16 | 85 | 78 | 101 |  |  | 0 | 0 | 0 | 0 | 0 | 0 | 0 | 0 | 0 | 0 | 0 | 0 | 0 | 0 | 0 | 0 | 0 | 0 | 0 | 0 | 0 | 0 | 0 | 0 | 0.0010936 | 0.00062824 | 0.00065151 | 0.00055844 | 0.00060497 | 0.00041883 | 0.00034902 | 0.00072132 | 0.00027922 | 0.0005119 | 0.0017451 | 0.0012798 | 0.010029 | 0.0020243 | 0.0020709 | 0.0016986 | 0.0011867 | 0.0011867 | 0.0014659 | 0.0029551 | 0.0028853 | 0.0046537 | 0.0046769 | 0.0054913 | 0.0067943 | 0.0058403 | 0.010401 | 0.0097494 | 0.013612 | 0.017312 | 0.018591 | 0.023152 | 0.026037 | 0.031017 | 0.043768 | 0.046839 | 0.056844 | 0.059008 | 0.079112 | 0.084883 | 0.094074 | 0.10638 | 0.12051 | 0.14203 | 0.15031 | 0.1753 | 0.18882 | 0.2153 | 0.22954 | 0.2496 | 0.27361 | 0.29162 | 0.31905 | 0.33618 | 0.36878 | 0.39272 | 0.42306 | 0.44824 | 0.47947 | 0.50373 | 0.5203 | 0.53226 | 0.54022 | 0.53582 | 0.52791 | 0.50439 | 0.47456 | 0.44826 | 0.41492 | 0.37306 | 0.34246 | 0.32252 | 0.29758 | 0.2718 | 0.2607 | 0.23806 | 0.23017 | 0.22072 | 0.21032 | 0.20855 | 0.19489 | 0.18838 | 0.17872 | 0.17267 | 0.16939 | 0.1612 | 0.15694 | 0.15082 | 0.14743 | 0.15185 | 0.14994 | 0.14917 | 0.15255 | 0.15264 | 0.16055 | 0.15981 | 0.17084 | 0.17612 | 0.17842 | 0.19129 | 0.19259 | 0.19906 | 0.21151 | 0.22228 | 0.2304 | 0.24204 | 0.24834 | 0.25842 | 0.27115 | 0.28087 | 0.29462 | 0.30246 | 0.30993 | 0.32136 | 0.33481 | 0.34621 | 0.34874 | 0.35819 | 0.36452 | 0.37602 | 0.38341 | 0.39451 | 0.39549 | 0.4075 | 0.42048 | 0.42036 | 0.42613 | 0.43668 | 0.44598 | 0.44968 | 0.44847 | 0.45185 | 0.46751 | 0.47546 | 0.47902 | 0.48123 | 0.47961 | 0.49147 | 0.49734 | 0.50327 | 0.51216 | 0.51153 | 0.51756 | 0.52493 | 0.52342 | 0.53866 | 0.53496 | 0.54455 | 0.54981 | 0.56072 | 0.55418 | 0.56926 | 0.58194 | 0.58606 | 0.58829 | 0.59678 | 0.6013 | 0.61696 | 0.61268 | 0.618 | 0.63446 | 0.63336 | 0.64018 | 0.65079 | 0.66766 | 0.65416 | 0.66135 | 0.6755 | 0.69351 | 0.69779 | 0.7048 | 0.71631 | 0.72153 | 0.72927 | 0.73756 | 0.74058 | 0.75035 | 0.74877 | 0.75929 | 0.77388 | 0.76767 | 0.77511 | 0.79415 | 0.79812 | 0.81623 | 0.81362 | 0.80783 | 0.81378 | 0.82635 | 0.85083 | 0.84997 | 0.87112 | 0.86965 | 0.87698 | 0.88482 | 0.88652 | 0.89408 | 0.9164 | 0.91151 | 0.91447 | 0.91628 | 0.91931 | 0.92873 | 0.93324 | 0.94062 | 0.95225 | 0.94976 | 0.95972 | 0.96084 | 0.96656 | 0.9768 | 0.98032 | 0.98564 | 0.96887 | 0.98513 | 0.97485 | 0.98744 | 0.9957 | 1 | 0.98906 | 0.99004 | 0.98883 | 0.98611 | 0.99186 | 0.99474 | 0.999 | 0.99123 | 0.98146 | 0.98592 | 0.98581 | 0.97657 | 0.9772 | 0.9677 | 0.96161 | 0.96712 | 0.96291 | 0.94851 | 0.95649 | 0.95039 | 0.93173 | 0.93089 | 0.94534 | 0.91723 | 0.90963 | 0.90797 | 0.90071 | 0.8777 | 0.88098 | 0.86714 | 0.8599 | 0.84599 | 0.83603 | 0.83133 | 0.82409 | 0.80857 | 0.81309 | 0.80082 | 0.77937 | 0.76453 | 0.7682 | 0.73895 | 0.74447 | 0.73902 | 0.71643 | 0.71012 | 0.69705 | 0.6812 | 0.68278 | 0.66489 | 0.65002 | 0.64195 | 0.63729 | 0.61354 | 0.61384 | 0.60183 | 0.59718 | 0.58271 | 0.56237 | 0.56063 | 0.54643 | 0.53291 | 0.52721 | 0.51702 | 0.49806 | 0.49433 | 0.48805 | 0.47237 | 0.45959 | 0.45694 | 0.43621 | 0.4299 | 0.42709 | 0.41464 | 0.39703 | 0.4004 | 0.39237 | 0.3671 | 0.37208 | 0.35926 | 0.35114 | 0.33611 | 0.32694 | 0.32026 | 0.31542 | 0.31061 | 0.29718 | 0.28629 | 0.28294 | 0.2782 | 0.26886 | 0.26654 | 0.25946 | 0.24809 | 0.24699 | 0.23876 | 0.23813 | 0.22305 | 0.21612 | 0.21137 | 0.21193 | 0.19966 | 0.19508 | 0.19006 | 0.18698 | 0.18515 | 0.17486 | 0.16956 | 0.17086 | 0.1639 | 0.15436 | 0.15781 | 0.15443 | 0.14315 | 0.14282 | 0.13889 | 0.13223 | 0.13144 | 0.12462 | 0.12018 | 0.11899 | 0.1139 | 0.11397 | 0.10801 | 0.10108 | 0.10324 | 0.097005 | 0.095307 | 0.095935 | 0.090118 | 0.088792 | 0.08465 | 0.086581 | 0.084929 | 0.078298 | 0.075087 | 0.072294 | 0.070736 | 0.068478 | 0.067874 | 0.064779 | 0.061545 | 0.059706 | 0.061498 | 0.05589 | 0.054355 | 0.054401 | 0.052214 | 0.051027 | 0.050585 | 0.047351 | 0.045862 | 0.045769 | 0.044047 | 0.041418 | 0.040208 | 0.041976 | 0.038788 | 0.038509 | 0.037322 | 0.03688 | 0.03474 | 0.03453 | 0.032529 | 0.034204 | 0.030784 | 0.031179 | 0.028736 | 0.029248 | 0.02741 | 0.027247 | 0.026316 | 0.025432 | 0.024944 | 0.023059 | 0.023268 | 0.02371 | 0
Xicato Standard | 3500 | 81 | 16 | 75 | 76 | 101 |  |  | 0.009921 | 0.010332 | 0.00951 | 0.009678 | 0.009847 | 0.009898 | 0.00995 | 0.010245 | 0.01054 | 0.010685 | 0.01083 | 0.01084 | 0.010378 | 0.009917 | 0.010151 | 0.010386 | 0.010431 | 0.010475 | 0.010475 | 0.010476 | 0.010264 | 0.010052 | 0.010437 | 0.010823 | 0.009729 | 0.00983 | 0.009931 | 0.01019 | 0.010448 | 0.010896 | 0.011344 | 0.011378 | 0.011412 | 0.011585 | 0.011758 | 0.011498 | 0.011238 | 0.011523 | 0.012045 | 0.012568 | 0.013498 | 0.014429 | 0.015674 | 0.016919 | 0.019037 | 0.021156 | 0.024592 | 0.028029 | 0.033234 | 0.03844 | 0.052277 | 0.064068 | 0.075859 | 0.090256 | 0.10465 | 0.12612 | 0.14759 | 0.17288 | 0.19818 | 0.23103 | 0.26389 | 0.30486 | 0.34584 | 0.42779 | 0.47176 | 0.51572 | 0.57509 | 0.63446 | 0.68277 | 0.73108 | 0.77809 | 0.8251 | 0.86039 | 0.89567 | 0.90715 | 0.91863 | 0.89014 | 0.86659 | 0.84304 | 0.80309 | 0.76314 | 0.71045 | 0.65776 | 0.60434 | 0.55093 | 0.49589 | 0.44086 | 0.35264 | 0.31983 | 0.28701 | 0.26205 | 0.23709 | 0.21605 | 0.19501 | 0.18119 | 0.16737 | 0.15427 | 0.14117 | 0.13275 | 0.12432 | 0.10805 | 0.10307 | 0.098088 | 0.093974 | 0.089861 | 0.088452 | 0.087043 | 0.086603 | 0.086164 | 0.087835 | 0.089514 | 0.091192 | 0.09579 | 0.10039 | 0.10521 | 0.11004 | 0.11653 | 0.12302 | 0.13094 | 0.13885 | 0.15518 | 0.16554 | 0.17591 | 0.18709 | 0.19827 | 0.21081 | 0.22334 | 0.23576 | 0.24818 | 0.26205 | 0.27591 | 0.30016 | 0.31456 | 0.32896 | 0.34231 | 0.35567 | 0.36929 | 0.38291 | 0.3933 | 0.40369 | 0.4292 | 0.43999 | 0.45077 | 0.46272 | 0.47468 | 0.48242 | 0.49016 | 0.50277 | 0.51538 | 0.52752 | 0.53636 | 0.54521 | 0.54944 | 0.55368 | 0.56262 | 0.57156 | 0.57688 | 0.5822 | 0.59292 | 0.59604 | 0.59915 | 0.60746 | 0.61577 | 0.62012 | 0.62447 | 0.63089 | 0.63732 | 0.64326 | 0.64997 | 0.65668 | 0.6629 | 0.66912 | 0.67378 | 0.67844 | 0.68523 | 0.69198 | 0.69873 | 0.70566 | 0.71259 | 0.71612 | 0.71964 | 0.72869 | 0.73774 | 0.744 | 0.75096 | 0.75791 | 0.76111 | 0.76432 | 0.77296 | 0.7816 | 0.78504 | 0.79346 | 0.80187 | 0.80496 | 0.80805 | 0.81655 | 0.82505 | 0.82751 | 0.83488 | 0.84225 | 0.84659 | 0.85092 | 0.85686 | 0.86279 | 0.86472 | 0.87265 | 0.88059 | 0.88636 | 0.89213 | 0.89604 | 0.89995 | 0.90438 | 0.91012 | 0.91587 | 0.92108 | 0.9263 | 0.92815 | 0.93 | 0.94084 | 0.94383 | 0.94682 | 0.95172 | 0.95662 | 0.95981 | 0.963 | 0.96832 | 0.96981 | 0.9713 | 0.97599 | 0.98067 | 0.97946 | 0.98383 | 0.98821 | 0.98964 | 0.99107 | 0.99342 | 0.99576 | 0.99315 | 0.99548 | 0.99782 | 0.99891 | 1 | 0.99705 | 0.99674 | 0.99643 | 0.99643 | 0.99643 | 0.99595 | 0.99547 | 0.98973 | 0.98764 | 0.98556 | 0.98162 | 0.97769 | 0.97185 | 0.9681 | 0.96436 | 0.96217 | 0.95998 | 0.94565 | 0.94084 | 0.93603 | 0.92966 | 0.9233 | 0.91268 | 0.90563 | 0.89858 | 0.8924 | 0.88622 | 0.87044 | 0.86315 | 0.85587 | 0.84834 | 0.84081 | 0.8237 | 0.81559 | 0.80749 | 0.80038 | 0.79327 | 0.7751 | 0.76703 | 0.75895 | 0.74971 | 0.74047 | 0.72247 | 0.71324 | 0.704 | 0.69524 | 0.68648 | 0.66841 | 0.65916 | 0.64992 | 0.64046 | 0.63101 | 0.61257 | 0.60323 | 0.59389 | 0.58509 | 0.57628 | 0.55874 | 0.54965 | 0.54055 | 0.52274 | 0.51397 | 0.50521 | 0.49643 | 0.48766 | 0.47102 | 0.46259 | 0.45415 | 0.4466 | 0.43904 | 0.42233 | 0.41482 | 0.4073 | 0.3912 | 0.38422 | 0.37726 | 0.37016 | 0.36306 | 0.34955 | 0.3423 | 0.33506 | 0.32295 | 0.31615 | 0.30935 | 0.30328 | 0.2972 | 0.28594 | 0.28073 | 0.27551 | 0.26384 | 0.2583 | 0.25275 | 0.24747 | 0.24219 | 0.23329 | 0.22818 | 0.22307 | 0.21486 | 0.21002 | 0.20517 | 0.19728 | 0.19275 | 0.18822 | 0.18393 | 0.17964 | 0.17244 | 0.1691 | 0.16576 | 0.15945 | 0.15588 | 0.1523 | 0.14578 | 0.14243 | 0.13907 | 0.13334 | 0.1309 | 0.12846 | 0.12305 | 0.12061 | 0.11816 | 0.1152 | 0.11224 | 0.10816 | 0.10579 | 0.10343 | 0.099202 | 0.09725 | 0.095298 | 0.092721 | 0.090886 | 0.089051 | 0.08577 | 0.083758 | 0.081746 | 0.079193 | 0.077878 | 0.076563 | 0.073928 | 0.072752 | 0.071577 | 0.070595 | 0.068672 | 0.066749 | 0.065518 | 0.064371 | 0.063224 | 0.063424 | 0.062471 | 0.061519 | 0.060321 | 0.058686 | 0.057052 | 0.055595 | 0.05494 | 0.054286 | 0.051308 | 0.050291 | 0.049274 | 0.047126 | 0 | 0 | 0 | 0 | 0 | 0 | 0 | 0 | 0 | 0 | 0 | 0 | 0 | 0 | 0 | 0 | 0 | 0 | 0 | 0
Xicato Standard | 4000 | 81 | 23 | 80 | 77 | 102 |  |  | 0.007695 | 0.00787 | 0.00752 | 0.007849 | 0.008178 | 0.007893 | 0.007609 | 0.007922 | 0.008236 | 0.008345 | 0.008126 | 0.008361 | 0.008171 | 0.007981 | 0.008335 | 0.008689 | 0.00824 | 0.00779 | 0.00827 | 0.00875 | 0.008295 | 0.007839 | 0.00773 | 0.007621 | 0.007233 | 0.007851 | 0.00847 | 0.008562 | 0.008654 | 0.008769 | 0.008883 | 0.008605 | 0.008326 | 0.008515 | 0.008704 | 0.00874 | 0.008775 | 0.008686 | 0.00895 | 0.009214 | 0.009256 | 0.009298 | 0.00992 | 0.010541 | 0.011449 | 0.012356 | 0.013794 | 0.015232 | 0.017892 | 0.020553 | 0.026914 | 0.032582 | 0.03825 | 0.045337 | 0.052424 | 0.063439 | 0.074453 | 0.088001 | 0.10155 | 0.12035 | 0.13915 | 0.16369 | 0.18824 | 0.24156 | 0.2724 | 0.30323 | 0.34825 | 0.39327 | 0.43824 | 0.48322 | 0.53748 | 0.59173 | 0.64977 | 0.7078 | 0.76067 | 0.81353 | 0.8935 | 0.92978 | 0.96606 | 0.98303 | 1 | 0.99018 | 0.98037 | 0.95313 | 0.9259 | 0.87271 | 0.81953 | 0.70378 | 0.64818 | 0.59257 | 0.54169 | 0.49081 | 0.44412 | 0.39744 | 0.36732 | 0.33721 | 0.30947 | 0.28174 | 0.26406 | 0.24638 | 0.21094 | 0.19773 | 0.18451 | 0.17235 | 0.16018 | 0.15271 | 0.14523 | 0.13915 | 0.13307 | 0.1253 | 0.12319 | 0.12109 | 0.12234 | 0.12359 | 0.12502 | 0.12645 | 0.13024 | 0.13404 | 0.13876 | 0.14348 | 0.1534 | 0.16009 | 0.16678 | 0.17514 | 0.1835 | 0.19285 | 0.2022 | 0.21177 | 0.22133 | 0.2323 | 0.24326 | 0.26318 | 0.27511 | 0.28704 | 0.29795 | 0.30886 | 0.32074 | 0.33262 | 0.34132 | 0.35003 | 0.37251 | 0.38207 | 0.39163 | 0.40233 | 0.41303 | 0.41982 | 0.42661 | 0.43763 | 0.44865 | 0.45948 | 0.46759 | 0.47569 | 0.47976 | 0.48382 | 0.49172 | 0.49962 | 0.5043 | 0.50898 | 0.51797 | 0.5208 | 0.52363 | 0.53055 | 0.53747 | 0.54108 | 0.54468 | 0.54964 | 0.55459 | 0.55895 | 0.56392 | 0.56888 | 0.57373 | 0.57858 | 0.58172 | 0.58485 | 0.5885 | 0.5931 | 0.59771 | 0.60258 | 0.60746 | 0.60903 | 0.6106 | 0.6169 | 0.6232 | 0.62586 | 0.6302 | 0.63455 | 0.63614 | 0.63773 | 0.64339 | 0.64905 | 0.64813 | 0.6537 | 0.65928 | 0.6599 | 0.66051 | 0.66584 | 0.67118 | 0.66945 | 0.67411 | 0.67878 | 0.68054 | 0.68231 | 0.68516 | 0.68801 | 0.68567 | 0.68978 | 0.6939 | 0.69691 | 0.69992 | 0.70144 | 0.70297 | 0.70274 | 0.70547 | 0.7082 | 0.71031 | 0.71243 | 0.71366 | 0.7112 | 0.71569 | 0.7167 | 0.71771 | 0.71946 | 0.7212 | 0.72158 | 0.72196 | 0.72268 | 0.7217 | 0.72072 | 0.72293 | 0.72514 | 0.72078 | 0.72266 | 0.72453 | 0.72503 | 0.72403 | 0.72383 | 0.72364 | 0.7184 | 0.71875 | 0.7191 | 0.71851 | 0.71791 | 0.71391 | 0.71255 | 0.71119 | 0.71004 | 0.70888 | 0.70703 | 0.70517 | 0.69831 | 0.69618 | 0.69406 | 0.69043 | 0.6868 | 0.68146 | 0.67814 | 0.67483 | 0.67129 | 0.66775 | 0.65746 | 0.65359 | 0.64972 | 0.64466 | 0.6396 | 0.63183 | 0.62669 | 0.62155 | 0.61638 | 0.61121 | 0.59994 | 0.5947 | 0.58947 | 0.58383 | 0.57819 | 0.56702 | 0.56068 | 0.55432 | 0.549 | 0.54367 | 0.53105 | 0.52504 | 0.51902 | 0.51295 | 0.50687 | 0.49339 | 0.48761 | 0.48182 | 0.4754 | 0.46898 | 0.45638 | 0.44993 | 0.44348 | 0.43701 | 0.43054 | 0.41812 | 0.4118 | 0.40549 | 0.39927 | 0.39306 | 0.38088 | 0.37445 | 0.36802 | 0.35616 | 0.3503 | 0.34445 | 0.33853 | 0.3326 | 0.32228 | 0.31607 | 0.30987 | 0.30458 | 0.2993 | 0.28826 | 0.28313 | 0.278 | 0.26767 | 0.26311 | 0.25855 | 0.2534 | 0.24825 | 0.2396 | 0.23456 | 0.22952 | 0.22093 | 0.2164 | 0.21187 | 0.20822 | 0.20456 | 0.19637 | 0.19257 | 0.18877 | 0.18061 | 0.17717 | 0.17374 | 0.16993 | 0.16612 | 0.16109 | 0.15727 | 0.15345 | 0.14793 | 0.14446 | 0.14099 | 0.13583 | 0.13235 | 0.12888 | 0.12625 | 0.12363 | 0.1192 | 0.11628 | 0.11336 | 0.10807 | 0.10574 | 0.10341 | 0.099365 | 0.09744 | 0.095516 | 0.09116 | 0.089842 | 0.088524 | 0.084554 | 0.08255 | 0.080547 | 0.078812 | 0.077077 | 0.074382 | 0.072451 | 0.07052 | 0.068497 | 0.067161 | 0.065825 | 0.063289 | 0.061835 | 0.060381 | 0.058695 | 0.057441 | 0.056187 | 0.054918 | 0.05393 | 0.052943 | 0.051475 | 0.050268 | 0.049061 | 0.047756 | 0.047 | 0.046244 | 0.045949 | 0.045099 | 0.044249 | 0.043899 | 0.042647 | 0.041395 | 0.04106 | 0.040173 | 0.039286 | 0.03838 | 0.0378 | 0.037219 | 0.035227 | 0.034205 | 0.033183 | 0.032979 | 0 | 0 | 0 | 0 | 0 | 0 | 0 | 0 | 0 | 0 | 0 | 0 | 0 | 0 | 0 | 0 | 0 | 0 | 0 | 0
Xicato Artist | 2700 | 96 | 98 | 98 | 95 | 104 |  |  | 0.008508 | 0.008808 | 0.008208 | 0.008253 | 0.008299 | 0.008086 | 0.007873 | 0.008293 | 0.008714 | 0.009098 | 0.009482 | 0.009903 | 0.009541 | 0.009179 | 0.009057 | 0.008935 | 0.008634 | 0.008333 | 0.008862 | 0.009391 | 0.009705 | 0.009078 | 0.009331 | 0.009584 | 0.008796 | 0.009055 | 0.009313 | 0.00898 | 0.008648 | 0.008826 | 0.009004 | 0.009094 | 0.009185 | 0.009441 | 0.009696 | 0.00975 | 0.009803 | 0.009272 | 0.008897 | 0.008522 | 0.00846 | 0.008397 | 0.008501 | 0.008606 | 0.009027 | 0.009448 | 0.00958 | 0.009713 | 0.010228 | 0.010743 | 0.0114 | 0.01228 | 0.013159 | 0.014727 | 0.016294 | 0.018324 | 0.020354 | 0.022784 | 0.025215 | 0.02827 | 0.031325 | 0.035775 | 0.040226 | 0.049088 | 0.055072 | 0.061057 | 0.069975 | 0.078893 | 0.087786 | 0.096679 | 0.10795 | 0.11922 | 0.13231 | 0.1454 | 0.15955 | 0.1737 | 0.20185 | 0.21988 | 0.23791 | 0.25627 | 0.27463 | 0.29058 | 0.30653 | 0.32107 | 0.3356 | 0.34186 | 0.34813 | 0.35241 | 0.35569 | 0.34912 | 0.34247 | 0.33582 | 0.32149 | 0.30716 | 0.29576 | 0.28436 | 0.26923 | 0.25411 | 0.24431 | 0.23451 | 0.21271 | 0.20615 | 0.19959 | 0.19279 | 0.18599 | 0.18322 | 0.18044 | 0.17728 | 0.17411 | 0.16936 | 0.16768 | 0.16599 | 0.16842 | 0.17085 | 0.17321 | 0.17558 | 0.1799 | 0.18422 | 0.18974 | 0.19526 | 0.20475 | 0.21128 | 0.2178 | 0.22539 | 0.23297 | 0.24138 | 0.2498 | 0.25711 | 0.26441 | 0.27291 | 0.2814 | 0.29383 | 0.30224 | 0.31065 | 0.31757 | 0.3245 | 0.33201 | 0.33953 | 0.3442 | 0.34886 | 0.36152 | 0.36667 | 0.37182 | 0.37769 | 0.38356 | 0.38639 | 0.38923 | 0.3959 | 0.40258 | 0.4068 | 0.41095 | 0.4151 | 0.4161 | 0.41711 | 0.42188 | 0.42666 | 0.42868 | 0.4307 | 0.43518 | 0.43618 | 0.43718 | 0.44176 | 0.44635 | 0.44839 | 0.45044 | 0.45363 | 0.45682 | 0.45913 | 0.46263 | 0.46612 | 0.46984 | 0.47355 | 0.47599 | 0.47844 | 0.48076 | 0.48455 | 0.48833 | 0.49198 | 0.49563 | 0.497 | 0.49837 | 0.50343 | 0.50849 | 0.51111 | 0.51488 | 0.51865 | 0.51984 | 0.52102 | 0.52569 | 0.53036 | 0.5298 | 0.53444 | 0.53909 | 0.54003 | 0.54098 | 0.54579 | 0.55061 | 0.55014 | 0.55387 | 0.55761 | 0.55967 | 0.56174 | 0.56483 | 0.56792 | 0.56782 | 0.57235 | 0.57687 | 0.5804 | 0.58393 | 0.58641 | 0.58889 | 0.59179 | 0.59523 | 0.59867 | 0.60289 | 0.60711 | 0.60931 | 0.61151 | 0.62073 | 0.62441 | 0.62809 | 0.63277 | 0.63746 | 0.64175 | 0.64603 | 0.65555 | 0.65959 | 0.66364 | 0.67052 | 0.67741 | 0.6845 | 0.69215 | 0.69981 | 0.70582 | 0.71183 | 0.7189 | 0.72597 | 0.73603 | 0.7445 | 0.75296 | 0.7604 | 0.76785 | 0.781 | 0.78849 | 0.79598 | 0.80413 | 0.81227 | 0.82054 | 0.82881 | 0.84231 | 0.85022 | 0.85814 | 0.86425 | 0.87037 | 0.88515 | 0.89225 | 0.89935 | 0.90644 | 0.91353 | 0.92493 | 0.93119 | 0.93744 | 0.94173 | 0.94602 | 0.95811 | 0.9621 | 0.96609 | 0.9704 | 0.97472 | 0.98082 | 0.98418 | 0.98755 | 0.98976 | 0.99197 | 0.99542 | 0.99614 | 0.99686 | 0.99843 | 1 | 0.99874 | 0.999 | 0.99927 | 0.99819 | 0.9971 | 0.99305 | 0.99056 | 0.98807 | 0.98496 | 0.98186 | 0.97409 | 0.97079 | 0.9675 | 0.96234 | 0.95719 | 0.94563 | 0.94012 | 0.93461 | 0.92842 | 0.92223 | 0.90876 | 0.90186 | 0.89497 | 0.88033 | 0.87252 | 0.8647 | 0.85647 | 0.84825 | 0.83126 | 0.82235 | 0.81345 | 0.80509 | 0.79674 | 0.77802 | 0.76958 | 0.76114 | 0.74115 | 0.73236 | 0.72356 | 0.71329 | 0.70301 | 0.68583 | 0.67604 | 0.66626 | 0.64904 | 0.63926 | 0.62949 | 0.62064 | 0.61178 | 0.59314 | 0.58388 | 0.57462 | 0.55737 | 0.54898 | 0.5406 | 0.53176 | 0.52293 | 0.50745 | 0.49811 | 0.48876 | 0.47421 | 0.46531 | 0.45641 | 0.44302 | 0.43393 | 0.42485 | 0.41702 | 0.40919 | 0.39474 | 0.38708 | 0.37942 | 0.36708 | 0.36023 | 0.35337 | 0.34057 | 0.33413 | 0.32768 | 0.31449 | 0.30816 | 0.30182 | 0.29034 | 0.28515 | 0.27996 | 0.27438 | 0.26879 | 0.25934 | 0.25355 | 0.24776 | 0.23889 | 0.23337 | 0.22784 | 0.22108 | 0.21672 | 0.21236 | 0.20522 | 0.20063 | 0.19604 | 0.18895 | 0.18484 | 0.18073 | 0.17492 | 0.17152 | 0.16812 | 0.16399 | 0.15966 | 0.15534 | 0.15212 | 0.14805 | 0.14399 | 0.14096 | 0.13778 | 0.13461 | 0.13179 | 0.12864 | 0.12549 | 0.12106 | 0.11799 | 0.11492 | 0.11064 | 0.10808 | 0.10551 | 0.10213 | 0 | 0 | 0 | 0 | 0 | 0 | 0 | 0 | 0 | 0 | 0 | 0 | 0 | 0 | 0 | 0 | 0 | 0 | 0 | 0
Xicato Artist | 3000 | 98 | 98 | 98 | 96 | 103 |  |  | 0 | 0 | 0 | 0 | 0 | 0 | 0 | 0 | 0 | 0 | 0 | 0 | 0 | 0 | 0 | 0 | 0 | 0 | 0 | 0 | 0 | 0 | 0 | 0 | 0.0011145 | 0.00046874 | 0.00072914 | 0.00059373 | 0.00046874 | 0.00041665 | 0.00052082 | 0.00073956 | 0.00062498 | 0.00074998 | 0.00065623 | 0.00087497 | 0.00067706 | 0.00092705 | 0.0010208 | 0.0014583 | 0.00078123 | 0.0015625 | 0.0017708 | 0.002552 | 0.0021145 | 0.0023645 | 0.0025728 | 0.0038124 | 0.004052 | 0.0054477 | 0.004979 | 0.0080831 | 0.0084685 | 0.01175 | 0.012729 | 0.013437 | 0.016937 | 0.020093 | 0.023103 | 0.025489 | 0.02978 | 0.033916 | 0.041363 | 0.045738 | 0.050498 | 0.057363 | 0.06355 | 0.075008 | 0.080216 | 0.093549 | 0.10242 | 0.11689 | 0.12476 | 0.13643 | 0.15345 | 0.1637 | 0.18686 | 0.19697 | 0.21724 | 0.233 | 0.26111 | 0.27564 | 0.29395 | 0.3225 | 0.34402 | 0.37353 | 0.39707 | 0.42816 | 0.44166 | 0.46204 | 0.47767 | 0.47666 | 0.48077 | 0.47575 | 0.46074 | 0.44864 | 0.42952 | 0.39946 | 0.37839 | 0.35603 | 0.33718 | 0.32044 | 0.30742 | 0.30151 | 0.29308 | 0.28521 | 0.27405 | 0.26993 | 0.26301 | 0.26111 | 0.25328 | 0.24562 | 0.24352 | 0.24012 | 0.23464 | 0.23189 | 0.23533 | 0.2347 | 0.23775 | 0.23794 | 0.24607 | 0.25284 | 0.25581 | 0.26961 | 0.27491 | 0.27754 | 0.29061 | 0.29519 | 0.30863 | 0.31212 | 0.3208 | 0.32816 | 0.33898 | 0.34694 | 0.35569 | 0.36021 | 0.37649 | 0.3798 | 0.39161 | 0.39577 | 0.40625 | 0.41633 | 0.41729 | 0.42662 | 0.43775 | 0.43864 | 0.45094 | 0.44481 | 0.45455 | 0.45615 | 0.45845 | 0.46393 | 0.46776 | 0.47487 | 0.47649 | 0.48731 | 0.48642 | 0.48764 | 0.49033 | 0.49647 | 0.49321 | 0.49994 | 0.50533 | 0.50609 | 0.51217 | 0.51569 | 0.51649 | 0.51117 | 0.51416 | 0.52759 | 0.53187 | 0.52449 | 0.533 | 0.53707 | 0.53276 | 0.54163 | 0.54518 | 0.54872 | 0.55388 | 0.55432 | 0.56113 | 0.55605 | 0.56181 | 0.56943 | 0.56964 | 0.57001 | 0.58759 | 0.58125 | 0.58595 | 0.58831 | 0.58952 | 0.59273 | 0.59709 | 0.6012 | 0.59933 | 0.60726 | 0.60555 | 0.61521 | 0.61415 | 0.61687 | 0.61633 | 0.62723 | 0.62508 | 0.63109 | 0.62851 | 0.63453 | 0.63563 | 0.62798 | 0.64653 | 0.64963 | 0.64803 | 0.64672 | 0.64925 | 0.65705 | 0.66121 | 0.66594 | 0.6678 | 0.67737 | 0.67537 | 0.67817 | 0.68802 | 0.69001 | 0.68907 | 0.70133 | 0.70708 | 0.70556 | 0.71488 | 0.71888 | 0.72136 | 0.7267 | 0.74229 | 0.74678 | 0.75232 | 0.7616 | 0.76654 | 0.77879 | 0.77979 | 0.79465 | 0.79409 | 0.79619 | 0.8129 | 0.81943 | 0.8248 | 0.83216 | 0.84027 | 0.84921 | 0.85426 | 0.86857 | 0.87454 | 0.8776 | 0.89038 | 0.89334 | 0.89568 | 0.90383 | 0.90923 | 0.91412 | 0.92968 | 0.93027 | 0.93535 | 0.93748 | 0.9497 | 0.95629 | 0.95168 | 0.96453 | 0.96579 | 0.97334 | 0.97535 | 0.97498 | 0.97856 | 0.98427 | 0.99098 | 0.99231 | 0.98953 | 0.98954 | 0.98897 | 0.98874 | 0.98875 | 0.9925 | 0.99268 | 0.99404 | 0.98124 | 0.97648 | 0.97735 | 0.97534 | 0.99096 | 0.9722 | 0.97199 | 0.96008 | 0.96414 | 0.94907 | 0.94827 | 0.94493 | 0.94322 | 0.92576 | 0.92522 | 0.91313 | 0.90438 | 0.89197 | 0.89132 | 0.88926 | 0.87219 | 0.85599 | 0.86865 | 0.84053 | 0.82794 | 0.82523 | 0.81007 | 0.81638 | 0.80871 | 0.79075 | 0.77032 | 0.76125 | 0.76037 | 0.73721 | 0.72532 | 0.72082 | 0.71468 | 0.69232 | 0.69425 | 0.68425 | 0.66198 | 0.64808 | 0.64516 | 0.63444 | 0.61929 | 0.60697 | 0.59631 | 0.58641 | 0.57727 | 0.56595 | 0.55331 | 0.53767 | 0.5368 | 0.52571 | 0.50546 | 0.5134 | 0.49741 | 0.48147 | 0.47111 | 0.46478 | 0.44615 | 0.44166 | 0.43819 | 0.42363 | 0.41298 | 0.40611 | 0.4002 | 0.38763 | 0.37932 | 0.36533 | 0.35951 | 0.35143 | 0.34226 | 0.33377 | 0.32625 | 0.31756 | 0.31047 | 0.30359 | 0.29831 | 0.28792 | 0.28621 | 0.27288 | 0.26343 | 0.26195 | 0.25487 | 0.24263 | 0.2406 | 0.23978 | 0.22749 | 0.22093 | 0.21277 | 0.20463 | 0.20757 | 0.19717 | 0.19408 | 0.19098 | 0.18442 | 0.17818 | 0.17668 | 0.16882 | 0.16228 | 0.16244 | 0.15309 | 0.15232 | 0.14669 | 0.14581 | 0.13782 | 0.13375 | 0.13653 | 0.1282 | 0.11897 | 0.12409 | 0.12025 | 0.11495 | 0.11006 | 0.10791 | 0.10633 | 0.10233 | 0.098653 | 0.095966 | 0.088841 | 0.090268 | 0.090581 | 0.085591 | 0.083987 | 0.078893 | 0.080675 | 0.073508 | 0.071467 | 0.067894 | 0.066331 | 0.064842 | 0.065644 | 0.061717 | 0.061279 | 0.062029 | 0.05579 | 0.061821 | 0.055175 | 0.054457 | 0
Xicato Artist | 3500 | 96 | 94 | 98 | 94 | 104 |  |  | 0.009744 | 0.009843 | 0.009942 | 0.010324 | 0.010706 | 0.010179 | 0.009653 | 0.009981 | 0.01031 | 0.010356 | 0.010263 | 0.010767 | 0.01084 | 0.010914 | 0.011026 | 0.011138 | 0.010693 | 0.010248 | 0.010585 | 0.010923 | 0.010588 | 0.010254 | 0.010145 | 0.010035 | 0.010249 | 0.010413 | 0.010578 | 0.010603 | 0.010628 | 0.01096 | 0.011291 | 0.010915 | 0.010539 | 0.010596 | 0.010653 | 0.010711 | 0.010769 | 0.010805 | 0.010854 | 0.010903 | 0.010747 | 0.010591 | 0.010217 | 0.009843 | 0.010308 | 0.010773 | 0.011161 | 0.011549 | 0.012361 | 0.013173 | 0.014775 | 0.016267 | 0.017759 | 0.019857 | 0.021955 | 0.024887 | 0.027819 | 0.031351 | 0.034883 | 0.04017 | 0.045458 | 0.052448 | 0.059438 | 0.075877 | 0.085578 | 0.095279 | 0.10988 | 0.12448 | 0.14011 | 0.15574 | 0.17567 | 0.19559 | 0.21977 | 0.24396 | 0.27066 | 0.29735 | 0.35597 | 0.39463 | 0.43329 | 0.47687 | 0.52044 | 0.5647 | 0.60896 | 0.65412 | 0.69928 | 0.72825 | 0.75721 | 0.79568 | 0.80193 | 0.80817 | 0.79759 | 0.78701 | 0.75476 | 0.7225 | 0.69264 | 0.66278 | 0.6215 | 0.58022 | 0.55159 | 0.52296 | 0.46391 | 0.44518 | 0.42646 | 0.40861 | 0.39077 | 0.38063 | 0.37048 | 0.35911 | 0.34774 | 0.32862 | 0.31991 | 0.31119 | 0.30995 | 0.3087 | 0.30776 | 0.30682 | 0.3101 | 0.31339 | 0.31924 | 0.32509 | 0.33536 | 0.34254 | 0.34972 | 0.35892 | 0.36812 | 0.37816 | 0.3882 | 0.39689 | 0.40558 | 0.41641 | 0.42724 | 0.44234 | 0.45332 | 0.4643 | 0.47305 | 0.4818 | 0.49107 | 0.50033 | 0.50575 | 0.51117 | 0.52719 | 0.53326 | 0.53932 | 0.54694 | 0.55456 | 0.55688 | 0.5592 | 0.5678 | 0.5764 | 0.57846 | 0.58334 | 0.58822 | 0.58879 | 0.58937 | 0.59456 | 0.59976 | 0.60158 | 0.60339 | 0.60638 | 0.60649 | 0.6066 | 0.61173 | 0.61687 | 0.6183 | 0.61972 | 0.62348 | 0.62724 | 0.62747 | 0.63124 | 0.63501 | 0.63868 | 0.64235 | 0.64414 | 0.64592 | 0.64755 | 0.65153 | 0.65551 | 0.65972 | 0.66392 | 0.66447 | 0.66502 | 0.67066 | 0.6763 | 0.67725 | 0.68096 | 0.68466 | 0.68476 | 0.68486 | 0.69033 | 0.6958 | 0.69246 | 0.69705 | 0.70163 | 0.70252 | 0.70075 | 0.70525 | 0.70975 | 0.70664 | 0.71009 | 0.71355 | 0.71452 | 0.71549 | 0.71754 | 0.71958 | 0.71543 | 0.71912 | 0.7228 | 0.72535 | 0.7279 | 0.72922 | 0.73054 | 0.73064 | 0.73323 | 0.73582 | 0.73819 | 0.74057 | 0.74102 | 0.74147 | 0.74709 | 0.74962 | 0.75216 | 0.75569 | 0.75922 | 0.76175 | 0.76427 | 0.76892 | 0.77123 | 0.77354 | 0.77893 | 0.78432 | 0.78751 | 0.79365 | 0.79979 | 0.80398 | 0.80817 | 0.81309 | 0.818 | 0.823 | 0.82964 | 0.83629 | 0.84195 | 0.8476 | 0.85666 | 0.86185 | 0.86703 | 0.87314 | 0.87925 | 0.88557 | 0.89189 | 0.90031 | 0.90574 | 0.91117 | 0.9157 | 0.92022 | 0.93144 | 0.9362 | 0.94096 | 0.94583 | 0.95071 | 0.95797 | 0.96218 | 0.9664 | 0.96967 | 0.97295 | 0.98103 | 0.98312 | 0.98521 | 0.98823 | 0.99125 | 0.99377 | 0.99527 | 0.99676 | 0.99777 | 0.99878 | 1 | 0.99918 | 0.99837 | 0.9991 | 0.99983 | 0.99486 | 0.99395 | 0.99304 | 0.99086 | 0.98868 | 0.98183 | 0.97885 | 0.97587 | 0.97207 | 0.96827 | 0.95779 | 0.95341 | 0.94902 | 0.94341 | 0.9378 | 0.92599 | 0.92011 | 0.91422 | 0.90686 | 0.89949 | 0.88577 | 0.8781 | 0.87043 | 0.85435 | 0.84621 | 0.83808 | 0.82945 | 0.82082 | 0.80396 | 0.79462 | 0.78528 | 0.77616 | 0.76704 | 0.74747 | 0.73801 | 0.72855 | 0.70912 | 0.69983 | 0.69054 | 0.68036 | 0.67019 | 0.6526 | 0.64223 | 0.63187 | 0.61348 | 0.60399 | 0.59449 | 0.58615 | 0.57781 | 0.56036 | 0.55188 | 0.5434 | 0.52597 | 0.51763 | 0.50929 | 0.50126 | 0.49323 | 0.48073 | 0.47222 | 0.46371 | 0.45087 | 0.44231 | 0.43374 | 0.42056 | 0.41257 | 0.40457 | 0.39727 | 0.38996 | 0.37697 | 0.37018 | 0.36338 | 0.35011 | 0.34394 | 0.33777 | 0.32473 | 0.31859 | 0.31245 | 0.30101 | 0.29502 | 0.28903 | 0.27777 | 0.27259 | 0.26741 | 0.26185 | 0.25629 | 0.24729 | 0.24221 | 0.23713 | 0.22863 | 0.22373 | 0.21883 | 0.21139 | 0.20712 | 0.20285 | 0.19519 | 0.19098 | 0.18676 | 0.18181 | 0.17792 | 0.17403 | 0.16801 | 0.16405 | 0.16009 | 0.1563 | 0.15305 | 0.1498 | 0.1462 | 0.14277 | 0.13933 | 0.13578 | 0.13277 | 0.12976 | 0.12657 | 0.1234 | 0.12023 | 0.11715 | 0.11496 | 0.11277 | 0.10777 | 0.10487 | 0.10197 | 0.09743 | 0 | 0 | 0 | 0 | 0 | 0 | 0 | 0 | 0 | 0 | 0 | 0 | 0 | 0 | 0 | 0 | 0 | 0 | 0 | 0
Xicato Artist | 4000 | 96 | 92 | 98 | 91 | 106 |  |  | 0.007492 | 0.008149 | 0.006834 | 0.006787 | 0.00674 | 0.007197 | 0.007654 | 0.008302 | 0.008951 | 0.009078 | 0.009206 | 0.008854 | 0.008468 | 0.008083 | 0.007983 | 0.007883 | 0.007782 | 0.00768 | 0.008289 | 0.008899 | 0.009058 | 0.008739 | 0.008505 | 0.00827 | 0.007337 | 0.007468 | 0.007599 | 0.007878 | 0.008157 | 0.008399 | 0.00864 | 0.008703 | 0.008765 | 0.008906 | 0.009046 | 0.008752 | 0.008457 | 0.007877 | 0.00793 | 0.007983 | 0.008018 | 0.008054 | 0.008658 | 0.009262 | 0.010001 | 0.01074 | 0.010846 | 0.010634 | 0.01134 | 0.012046 | 0.014562 | 0.017091 | 0.019619 | 0.022697 | 0.025775 | 0.030531 | 0.035287 | 0.040867 | 0.046447 | 0.054713 | 0.06298 | 0.07402 | 0.08506 | 0.11192 | 0.12812 | 0.14433 | 0.16804 | 0.19176 | 0.21723 | 0.2427 | 0.27447 | 0.30624 | 0.34316 | 0.38008 | 0.42137 | 0.46266 | 0.55062 | 0.60542 | 0.66023 | 0.7172 | 0.77417 | 0.82506 | 0.87595 | 0.9204 | 0.96484 | 0.98199 | 0.99913 | 1 | 0.98473 | 0.96946 | 0.93552 | 0.90158 | 0.84734 | 0.79309 | 0.74724 | 0.70138 | 0.65038 | 0.59938 | 0.56527 | 0.53117 | 0.46638 | 0.44551 | 0.42463 | 0.40356 | 0.38249 | 0.36923 | 0.35597 | 0.34173 | 0.32749 | 0.3049 | 0.29633 | 0.28776 | 0.28642 | 0.28509 | 0.28498 | 0.28487 | 0.2878 | 0.29074 | 0.29635 | 0.30195 | 0.31072 | 0.31778 | 0.32483 | 0.33368 | 0.34252 | 0.35203 | 0.36154 | 0.37016 | 0.37878 | 0.38818 | 0.39759 | 0.41167 | 0.42192 | 0.43216 | 0.44055 | 0.44894 | 0.45796 | 0.46697 | 0.47134 | 0.4757 | 0.49054 | 0.49537 | 0.50019 | 0.50696 | 0.51372 | 0.51564 | 0.51756 | 0.52523 | 0.5329 | 0.53468 | 0.53887 | 0.54307 | 0.54431 | 0.54182 | 0.54634 | 0.55085 | 0.55217 | 0.55348 | 0.55613 | 0.55728 | 0.55498 | 0.55915 | 0.56332 | 0.56439 | 0.56546 | 0.56779 | 0.57011 | 0.57017 | 0.57309 | 0.576 | 0.5791 | 0.58219 | 0.58351 | 0.58483 | 0.58373 | 0.58672 | 0.58971 | 0.59208 | 0.59446 | 0.59474 | 0.59502 | 0.59947 | 0.60392 | 0.60387 | 0.60627 | 0.60867 | 0.60996 | 0.60738 | 0.61082 | 0.61425 | 0.611 | 0.61427 | 0.61755 | 0.61935 | 0.61575 | 0.61893 | 0.6221 | 0.61647 | 0.61875 | 0.62103 | 0.62181 | 0.62025 | 0.62132 | 0.62239 | 0.61792 | 0.62016 | 0.6224 | 0.62324 | 0.62409 | 0.62461 | 0.62356 | 0.6209 | 0.62225 | 0.6236 | 0.62456 | 0.62553 | 0.62633 | 0.62473 | 0.62672 | 0.62678 | 0.62684 | 0.62853 | 0.63022 | 0.63118 | 0.63215 | 0.63415 | 0.6345 | 0.63485 | 0.63759 | 0.64033 | 0.63984 | 0.64291 | 0.64597 | 0.64778 | 0.64958 | 0.65255 | 0.65552 | 0.65662 | 0.66013 | 0.66363 | 0.66671 | 0.66978 | 0.67153 | 0.67467 | 0.67781 | 0.68126 | 0.68471 | 0.68822 | 0.69173 | 0.69585 | 0.69847 | 0.70108 | 0.7028 | 0.70452 | 0.70938 | 0.71204 | 0.71469 | 0.71764 | 0.72058 | 0.72322 | 0.72523 | 0.72725 | 0.72775 | 0.72825 | 0.73135 | 0.73186 | 0.73238 | 0.73364 | 0.73491 | 0.73549 | 0.7352 | 0.73491 | 0.73462 | 0.73433 | 0.73222 | 0.73142 | 0.73062 | 0.73004 | 0.72946 | 0.72533 | 0.72392 | 0.7225 | 0.71996 | 0.71741 | 0.71104 | 0.70786 | 0.70469 | 0.70135 | 0.698 | 0.69111 | 0.68741 | 0.68371 | 0.67931 | 0.67491 | 0.66532 | 0.65987 | 0.65442 | 0.64912 | 0.64383 | 0.6341 | 0.62879 | 0.62348 | 0.61133 | 0.60484 | 0.59835 | 0.59175 | 0.58515 | 0.5723 | 0.56628 | 0.56026 | 0.5545 | 0.54875 | 0.53499 | 0.52808 | 0.52117 | 0.50555 | 0.49961 | 0.49368 | 0.48658 | 0.47948 | 0.46773 | 0.46035 | 0.45297 | 0.44107 | 0.43383 | 0.42659 | 0.42018 | 0.41378 | 0.40084 | 0.39506 | 0.38929 | 0.37825 | 0.37209 | 0.36593 | 0.3597 | 0.35347 | 0.34183 | 0.33574 | 0.32965 | 0.32072 | 0.31516 | 0.3096 | 0.29924 | 0.2933 | 0.28736 | 0.28155 | 0.27575 | 0.26436 | 0.26024 | 0.25612 | 0.24725 | 0.24444 | 0.24162 | 0.23042 | 0.22564 | 0.22086 | 0.21055 | 0.20673 | 0.20291 | 0.19552 | 0.19256 | 0.1896 | 0.18531 | 0.18102 | 0.17297 | 0.16918 | 0.1654 | 0.15958 | 0.15613 | 0.15269 | 0.14921 | 0.14545 | 0.14168 | 0.13667 | 0.13337 | 0.13006 | 0.12539 | 0.12271 | 0.12003 | 0.11761 | 0.11457 | 0.11153 | 0.10821 | 0.10578 | 0.10335 | 0.099404 | 0.097582 | 0.095759 | 0.094303 | 0.093096 | 0.091889 | 0.088645 | 0.086454 | 0.084263 | 0.08085 | 0.078643 | 0.076436 | 0.07495 | 0.07371 | 0.072471 | 0.069622 | 0 | 0 | 0 | 0 | 0 | 0 | 0 | 0 | 0 | 0 | 0 | 0 | 0 | 0 | 0 | 0 | 0 | 0 | 0 | 0
Xicato Standard Vibrant | 3000 | 84 | 46 | 73 | 72 | 106 |  |  | 0.010221 | 0.010575 | 0.009867 | 0.010173 | 0.01048 | 0.01065 | 0.01082 | 0.010952 | 0.011085 | 0.011202 | 0.011318 | 0.011249 | 0.011026 | 0.010804 | 0.011034 | 0.011264 | 0.010989 | 0.010715 | 0.010828 | 0.01094 | 0.01099 | 0.01089 | 0.010927 | 0.010964 | 0.010188 | 0.010551 | 0.010914 | 0.011049 | 0.010778 | 0.01124 | 0.011701 | 0.011792 | 0.011883 | 0.011952 | 0.012021 | 0.011746 | 0.011471 | 0.011835 | 0.011882 | 0.011929 | 0.012812 | 0.013696 | 0.0144 | 0.015105 | 0.016897 | 0.018689 | 0.021059 | 0.02343 | 0.027202 | 0.030975 | 0.040726 | 0.049788 | 0.05885 | 0.069861 | 0.080872 | 0.097606 | 0.11434 | 0.13415 | 0.15396 | 0.18038 | 0.2068 | 0.2404 | 0.274 | 0.34458 | 0.3838 | 0.42302 | 0.47748 | 0.53195 | 0.58125 | 0.63055 | 0.68181 | 0.73308 | 0.77622 | 0.81936 | 0.84168 | 0.86399 | 0.85833 | 0.84385 | 0.82937 | 0.79734 | 0.76531 | 0.71673 | 0.66815 | 0.61666 | 0.56517 | 0.50963 | 0.45408 | 0.36366 | 0.32905 | 0.29444 | 0.26794 | 0.24144 | 0.2187 | 0.19595 | 0.18109 | 0.16622 | 0.15216 | 0.1381 | 0.12874 | 0.11939 | 0.10137 | 0.095393 | 0.089413 | 0.084022 | 0.07863 | 0.076014 | 0.073398 | 0.07126 | 0.069122 | 0.067121 | 0.066894 | 0.066666 | 0.067958 | 0.069251 | 0.070786 | 0.072321 | 0.07502 | 0.077718 | 0.081213 | 0.084709 | 0.093105 | 0.098282 | 0.10346 | 0.11003 | 0.11659 | 0.12373 | 0.13086 | 0.13876 | 0.14665 | 0.15586 | 0.16506 | 0.18203 | 0.1925 | 0.20297 | 0.21351 | 0.22405 | 0.23555 | 0.24706 | 0.25683 | 0.26661 | 0.28975 | 0.30082 | 0.31188 | 0.32393 | 0.33597 | 0.34556 | 0.35515 | 0.36832 | 0.38149 | 0.39884 | 0.40938 | 0.41992 | 0.42733 | 0.43475 | 0.44584 | 0.45693 | 0.46517 | 0.47341 | 0.4888 | 0.4949 | 0.50101 | 0.51092 | 0.52083 | 0.52766 | 0.53448 | 0.54244 | 0.55039 | 0.56067 | 0.56836 | 0.57605 | 0.58342 | 0.59079 | 0.59643 | 0.60207 | 0.61036 | 0.61748 | 0.62461 | 0.63151 | 0.63841 | 0.64211 | 0.64581 | 0.65421 | 0.6626 | 0.66945 | 0.67556 | 0.68167 | 0.68484 | 0.68801 | 0.69615 | 0.70429 | 0.70724 | 0.71473 | 0.72221 | 0.72517 | 0.72813 | 0.73591 | 0.74367 | 0.74526 | 0.7521 | 0.75894 | 0.76323 | 0.76751 | 0.77301 | 0.77851 | 0.78055 | 0.7879 | 0.79525 | 0.80076 | 0.80627 | 0.81045 | 0.81463 | 0.82032 | 0.82594 | 0.83156 | 0.83671 | 0.84187 | 0.84449 | 0.84711 | 0.85828 | 0.86217 | 0.86606 | 0.87178 | 0.8775 | 0.88175 | 0.886 | 0.89291 | 0.8956 | 0.89828 | 0.90434 | 0.91039 | 0.91393 | 0.91985 | 0.92576 | 0.92939 | 0.93302 | 0.93789 | 0.94276 | 0.94491 | 0.95006 | 0.95522 | 0.95904 | 0.96286 | 0.96712 | 0.97006 | 0.97299 | 0.97675 | 0.9805 | 0.98373 | 0.98696 | 0.98921 | 0.99124 | 0.99326 | 0.99349 | 0.99371 | 0.99729 | 0.99752 | 0.99775 | 0.99888 | 1 | 0.99857 | 0.99788 | 0.99719 | 0.99563 | 0.99408 | 0.99307 | 0.99119 | 0.98931 | 0.98776 | 0.98621 | 0.98024 | 0.9775 | 0.97477 | 0.9712 | 0.96762 | 0.96062 | 0.9563 | 0.95197 | 0.94904 | 0.94612 | 0.93547 | 0.93133 | 0.92719 | 0.92164 | 0.91609 | 0.90395 | 0.8983 | 0.89265 | 0.88641 | 0.88017 | 0.86715 | 0.86066 | 0.85417 | 0.84687 | 0.83958 | 0.82437 | 0.81683 | 0.80929 | 0.80131 | 0.79333 | 0.77838 | 0.77013 | 0.76188 | 0.74561 | 0.73697 | 0.72833 | 0.72012 | 0.7119 | 0.69583 | 0.68744 | 0.67904 | 0.67039 | 0.66175 | 0.64465 | 0.63621 | 0.62778 | 0.60991 | 0.60201 | 0.5941 | 0.58509 | 0.57607 | 0.56053 | 0.55195 | 0.54338 | 0.52869 | 0.52041 | 0.51214 | 0.50504 | 0.49794 | 0.48429 | 0.47798 | 0.47167 | 0.45756 | 0.45019 | 0.44282 | 0.4351 | 0.42738 | 0.41408 | 0.40666 | 0.39925 | 0.38599 | 0.37767 | 0.36935 | 0.35668 | 0.34884 | 0.34101 | 0.33457 | 0.32812 | 0.31624 | 0.3105 | 0.30475 | 0.29442 | 0.28928 | 0.28414 | 0.27332 | 0.26759 | 0.26187 | 0.25309 | 0.2483 | 0.24352 | 0.23421 | 0.22964 | 0.22507 | 0.22032 | 0.21557 | 0.20821 | 0.20383 | 0.19945 | 0.19271 | 0.1892 | 0.18569 | 0.17924 | 0.17542 | 0.1716 | 0.16542 | 0.16208 | 0.15874 | 0.15393 | 0.15115 | 0.14837 | 0.14368 | 0.14087 | 0.13807 | 0.13396 | 0.13092 | 0.12787 | 0.12445 | 0.12229 | 0.12012 | 0.11798 | 0.11526 | 0.11254 | 0.11016 | 0.10744 | 0.10473 | 0.1014 | 0.099206 | 0.097016 | 0.095137 | 0.09273 | 0.090322 | 0.086549 | 0 | 0 | 0 | 0 | 0 | 0 | 0 | 0 | 0 | 0 | 0 | 0 | 0 | 0 | 0 | 0 | 0 | 0 | 0 | 0
Xicato Artist Vibrant | 3000 | 94 | 91 | 95 | 92 | 108 |  |  | 0.010208 | 0.010572 | 0.009843 | 0.010124 | 0.010404 | 0.010065 | 0.009726 | 0.010004 | 0.010281 | 0.010555 | 0.010007 | 0.011054 | 0.011307 | 0.0108 | 0.010755 | 0.01071 | 0.010443 | 0.010175 | 0.010223 | 0.010271 | 0.010063 | 0.009855 | 0.010109 | 0.010364 | 0.010317 | 0.010404 | 0.010492 | 0.010343 | 0.010195 | 0.010376 | 0.010558 | 0.010386 | 0.010214 | 0.010528 | 0.010842 | 0.011029 | 0.010655 | 0.01072 | 0.0105 | 0.010279 | 0.010126 | 0.009974 | 0.009975 | 0.009975 | 0.010242 | 0.010509 | 0.010814 | 0.01112 | 0.011798 | 0.012477 | 0.013604 | 0.014999 | 0.016395 | 0.017948 | 0.019502 | 0.022356 | 0.02521 | 0.028692 | 0.032175 | 0.036964 | 0.041752 | 0.048259 | 0.054765 | 0.06917 | 0.077786 | 0.086402 | 0.099635 | 0.11287 | 0.1271 | 0.14134 | 0.15971 | 0.17808 | 0.19975 | 0.22141 | 0.24611 | 0.2708 | 0.32356 | 0.35705 | 0.39054 | 0.42605 | 0.46155 | 0.49285 | 0.52415 | 0.55127 | 0.57839 | 0.58849 | 0.59858 | 0.59855 | 0.58918 | 0.57982 | 0.56036 | 0.5409 | 0.51029 | 0.47969 | 0.45527 | 0.43085 | 0.40256 | 0.37427 | 0.35688 | 0.33949 | 0.30477 | 0.29359 | 0.28242 | 0.27087 | 0.25931 | 0.25268 | 0.24605 | 0.23863 | 0.2312 | 0.21981 | 0.21548 | 0.21114 | 0.21206 | 0.21298 | 0.21447 | 0.21596 | 0.21996 | 0.22397 | 0.22924 | 0.23451 | 0.24355 | 0.24966 | 0.25577 | 0.26285 | 0.26992 | 0.278 | 0.28607 | 0.29333 | 0.30058 | 0.30904 | 0.3175 | 0.32972 | 0.33856 | 0.34741 | 0.35455 | 0.36168 | 0.36916 | 0.37664 | 0.38111 | 0.38558 | 0.39912 | 0.40444 | 0.40977 | 0.41604 | 0.42231 | 0.42511 | 0.42791 | 0.43526 | 0.44262 | 0.44661 | 0.45124 | 0.45586 | 0.45718 | 0.4585 | 0.46367 | 0.46884 | 0.471 | 0.47316 | 0.47815 | 0.47919 | 0.48022 | 0.48515 | 0.49008 | 0.49252 | 0.49496 | 0.49868 | 0.5024 | 0.50417 | 0.50801 | 0.51186 | 0.51544 | 0.51902 | 0.52148 | 0.52395 | 0.52638 | 0.52996 | 0.53354 | 0.53708 | 0.54063 | 0.54164 | 0.54266 | 0.54768 | 0.5527 | 0.55426 | 0.55768 | 0.56109 | 0.56165 | 0.56222 | 0.56663 | 0.57104 | 0.56871 | 0.57278 | 0.57686 | 0.57691 | 0.57697 | 0.58109 | 0.58522 | 0.58316 | 0.58615 | 0.58914 | 0.59042 | 0.5917 | 0.59354 | 0.59538 | 0.59335 | 0.59739 | 0.60143 | 0.60423 | 0.60702 | 0.60892 | 0.61082 | 0.61226 | 0.61541 | 0.61856 | 0.62182 | 0.62508 | 0.6266 | 0.62811 | 0.63681 | 0.64017 | 0.64354 | 0.64854 | 0.65355 | 0.65751 | 0.66148 | 0.67053 | 0.67426 | 0.67799 | 0.68519 | 0.69239 | 0.70035 | 0.70803 | 0.71572 | 0.72217 | 0.72861 | 0.73603 | 0.74346 | 0.75409 | 0.76301 | 0.77192 | 0.78021 | 0.78851 | 0.80176 | 0.8095 | 0.81724 | 0.82594 | 0.83464 | 0.84298 | 0.85132 | 0.86498 | 0.87303 | 0.88107 | 0.88729 | 0.89351 | 0.90895 | 0.91568 | 0.9224 | 0.92914 | 0.93588 | 0.94594 | 0.95173 | 0.95751 | 0.9616 | 0.96568 | 0.97533 | 0.97857 | 0.98181 | 0.98525 | 0.98868 | 0.99265 | 0.99483 | 0.99701 | 0.99819 | 0.99937 | 0.99983 | 0.99942 | 0.99901 | 0.99951 | 1 | 0.99542 | 0.99445 | 0.99348 | 0.99064 | 0.98779 | 0.98173 | 0.97771 | 0.97368 | 0.96949 | 0.96529 | 0.95424 | 0.94899 | 0.94374 | 0.93803 | 0.93232 | 0.91946 | 0.91223 | 0.90499 | 0.89767 | 0.89034 | 0.87479 | 0.86633 | 0.85788 | 0.84214 | 0.83372 | 0.82529 | 0.8164 | 0.80751 | 0.79018 | 0.78038 | 0.77059 | 0.76171 | 0.75283 | 0.7334 | 0.72462 | 0.71585 | 0.69624 | 0.68669 | 0.67714 | 0.66718 | 0.65723 | 0.63931 | 0.62946 | 0.61962 | 0.6014 | 0.59242 | 0.58343 | 0.57418 | 0.56493 | 0.54661 | 0.5376 | 0.52858 | 0.5105 | 0.50217 | 0.49384 | 0.48535 | 0.47685 | 0.46169 | 0.45272 | 0.44377 | 0.42907 | 0.42026 | 0.41144 | 0.39774 | 0.38947 | 0.38121 | 0.37379 | 0.36637 | 0.35314 | 0.34608 | 0.33903 | 0.3265 | 0.31987 | 0.31325 | 0.3016 | 0.29573 | 0.28985 | 0.27805 | 0.27217 | 0.2663 | 0.25614 | 0.25111 | 0.24607 | 0.24106 | 0.23606 | 0.22781 | 0.22295 | 0.21809 | 0.20971 | 0.20522 | 0.20074 | 0.19387 | 0.18988 | 0.1859 | 0.1793 | 0.17539 | 0.17148 | 0.16549 | 0.16187 | 0.15825 | 0.15359 | 0.15012 | 0.14666 | 0.14236 | 0.13967 | 0.13697 | 0.13329 | 0.13039 | 0.12748 | 0.12364 | 0.12103 | 0.11841 | 0.11593 | 0.11332 | 0.1107 | 0.10747 | 0.10467 | 0.10188 | 0.098379 | 0.09574 | 0.0931 | 0.090123 | 0 | 0 | 0 | 0 | 0 | 0 | 0 | 0 | 0 | 0 | 0 | 0 | 0 | 0 | 0 | 0 | 0 | 0 | 0 | 0
LP ZE | 3000 | 93 | 71 | 95 | 92 | 102 |  |  | 0.0061406 | 0.011003 | 0.0088793 | 0.0087518 | 0.0084736 | 0.0071213 | 0.0064539 | 0.0072479 | 0.0053582 | 0.0085915 | 0.0074946 | 0.006676 | 0.006508 | 0.0073559 | 0.0072338 | 0.008065 | 0.0064958 | 0.0085889 | 0.0074793 | 0.007794 | 0.0064476 | 0.0083456 | 0.0068403 | 0.0072863 | 0.0080855 | 0.0075976 | 0.0067532 | 0.0063293 | 0.0063322 | 0.0065252 | 0.007488 | 0.0073634 | 0.0071645 | 0.0079675 | 0.0071199 | 0.0075374 | 0.0075551 | 0.0076486 | 0.0087685 | 0.0091155 | 0.0091053 | 0.010403 | 0.010689 | 0.011738 | 0.012622 | 0.01386 | 0.015227 | 0.01628 | 0.018339 | 0.020456 | 0.023342 | 0.02589 | 0.029132 | 0.032526 | 0.03739 | 0.042421 | 0.047829 | 0.053252 | 0.060276 | 0.066445 | 0.074443 | 0.082734 | 0.091431 | 0.10099 | 0.10993 | 0.1221 | 0.13313 | 0.14364 | 0.15513 | 0.16761 | 0.18093 | 0.19026 | 0.20648 | 0.21953 | 0.23183 | 0.24392 | 0.25674 | 0.26872 | 0.2812 | 0.29662 | 0.31396 | 0.33065 | 0.34868 | 0.36995 | 0.38646 | 0.40344 | 0.41892 | 0.43763 | 0.45413 | 0.45622 | 0.45585 | 0.45232 | 0.44016 | 0.43442 | 0.41172 | 0.3879 | 0.36858 | 0.34975 | 0.32655 | 0.30822 | 0.29564 | 0.27874 | 0.26666 | 0.25963 | 0.25204 | 0.24421 | 0.23935 | 0.23269 | 0.22843 | 0.22196 | 0.21702 | 0.2115 | 0.20828 | 0.20352 | 0.19998 | 0.20088 | 0.19933 | 0.19951 | 0.2037 | 0.20611 | 0.20866 | 0.21354 | 0.22001 | 0.227 | 0.23369 | 0.24253 | 0.24798 | 0.25708 | 0.26512 | 0.27359 | 0.28198 | 0.29097 | 0.2996 | 0.31362 | 0.32335 | 0.33388 | 0.34351 | 0.35279 | 0.36277 | 0.3767 | 0.38435 | 0.39382 | 0.40386 | 0.4155 | 0.42437 | 0.43496 | 0.44171 | 0.45052 | 0.4561 | 0.46735 | 0.47427 | 0.48376 | 0.49073 | 0.49921 | 0.50611 | 0.5117 | 0.5226 | 0.52877 | 0.53606 | 0.53952 | 0.5503 | 0.55291 | 0.56008 | 0.5672 | 0.57295 | 0.577 | 0.58133 | 0.58781 | 0.59688 | 0.60144 | 0.6052 | 0.61038 | 0.61453 | 0.62345 | 0.62567 | 0.63236 | 0.63614 | 0.64077 | 0.64555 | 0.65032 | 0.65566 | 0.65552 | 0.6621 | 0.66572 | 0.66805 | 0.67473 | 0.67732 | 0.67641 | 0.68541 | 0.68453 | 0.6876 | 0.69095 | 0.69549 | 0.70003 | 0.70078 | 0.70542 | 0.70786 | 0.71104 | 0.71416 | 0.71492 | 0.71647 | 0.71968 | 0.72356 | 0.7284 | 0.7282 | 0.73148 | 0.73311 | 0.73543 | 0.73871 | 0.74187 | 0.74395 | 0.745 | 0.74799 | 0.7565 | 0.75743 | 0.76165 | 0.76208 | 0.76714 | 0.7696 | 0.77389 | 0.78036 | 0.78159 | 0.78783 | 0.79045 | 0.79704 | 0.80237 | 0.80625 | 0.8128 | 0.81744 | 0.82353 | 0.82482 | 0.83385 | 0.83673 | 0.84536 | 0.84989 | 0.85813 | 0.86347 | 0.87157 | 0.87267 | 0.88213 | 0.88863 | 0.89268 | 0.90156 | 0.90925 | 0.91268 | 0.91971 | 0.9251 | 0.93607 | 0.93943 | 0.94406 | 0.95094 | 0.95517 | 0.95932 | 0.96715 | 0.96535 | 0.97621 | 0.97721 | 0.98423 | 0.9857 | 0.99402 | 0.99244 | 0.99482 | 0.99816 | 0.99517 | 1.0024 | 0.99905 | 1.0025 | 1.001 | 0.995 | 1 | 0.99741 | 0.9968 | 0.99425 | 0.99115 | 0.98812 | 0.98682 | 0.98517 | 0.97771 | 0.97642 | 0.97233 | 0.96737 | 0.95689 | 0.95263 | 0.948 | 0.94236 | 0.93434 | 0.92486 | 0.92274 | 0.91288 | 0.90588 | 0.89827 | 0.88744 | 0.87649 | 0.86909 | 0.85901 | 0.85003 | 0.84063 | 0.83135 | 0.82047 | 0.80991 | 0.79923 | 0.78843 | 0.77929 | 0.7665 | 0.75736 | 0.7479 | 0.73718 | 0.72276 | 0.71195 | 0.7019 | 0.69001 | 0.67644 | 0.66599 | 0.65576 | 0.64306 | 0.63202 | 0.62256 | 0.60953 | 0.59593 | 0.58622 | 0.57518 | 0.56363 | 0.55386 | 0.54327 | 0.53107 | 0.52152 | 0.51086 | 0.499 | 0.48884 | 0.4795 | 0.46752 | 0.45757 | 0.44781 | 0.43779 | 0.42879 | 0.41963 | 0.40841 | 0.39887 | 0.39083 | 0.38145 | 0.37192 | 0.36409 | 0.35519 | 0.34571 | 0.33843 | 0.33054 | 0.32252 | 0.31451 | 0.30675 | 0.2982 | 0.29124 | 0.28354 | 0.27577 | 0.26905 | 0.26267 | 0.25559 | 0.24864 | 0.24269 | 0.23576 | 0.22981 | 0.22303 | 0.21601 | 0.2113 | 0.20578 | 0.2004 | 0.19404 | 0.1898 | 0.18452 | 0.17981 | 0.1736 | 0.16831 | 0.16393 | 0.1594 | 0.15603 | 0.15178 | 0.14738 | 0.14391 | 0.13933 | 0.1356 | 0.13186 | 0.1277 | 0.12456 | 0.12116 | 0.11789 | 0.11482 | 0.1122 | 0.10863 | 0.10597 | 0.10222 | 0.099893 | 0.096846 | 0.094473 | 0.09117 | 0.08877 | 0.086147 | 0.084239 | 0.082067 | 0.079395 | 0.077067 | 0.075193 | 0.072741 | 0.070718 | 0.068819 | 0.066617 | 0.064697 | 0.062852 | 0.061177 | 0.059493 | 0.057576 | 0.056362 | 0.054781 | 0.052963 | 0.051399 | 0.049911 | 0.048241 | 0.047223 | 0.045858 | 0.044331 | 0.043513 | 0.041467 | 0.040352
BPL 80CRI | 2700 | 84 | 14 | 84 | 83 | 99 |  |  | 0.00859 | 0.009133 | 0.008048 | 0.008243 | 0.008439 | 0.008728 | 0.009017 | 0.009298 | 0.00958 | 0.009736 | 0.009891 | 0.009768 | 0.009359 | 0.00895 | 0.008923 | 0.008896 | 0.008655 | 0.008413 | 0.008817 | 0.009221 | 0.009249 | 0.009192 | 0.009189 | 0.009186 | 0.008683 | 0.00881 | 0.008938 | 0.008991 | 0.009044 | 0.009095 | 0.009147 | 0.009293 | 0.00944 | 0.009454 | 0.009425 | 0.009649 | 0.009873 | 0.008675 | 0.008756 | 0.008837 | 0.009166 | 0.009494 | 0.009653 | 0.009812 | 0.010388 | 0.010965 | 0.011096 | 0.011227 | 0.012089 | 0.012951 | 0.014741 | 0.016467 | 0.018194 | 0.020227 | 0.022259 | 0.025554 | 0.028849 | 0.031722 | 0.034595 | 0.039097 | 0.043599 | 0.04892 | 0.054242 | 0.065868 | 0.072616 | 0.079365 | 0.089403 | 0.099442 | 0.10951 | 0.11958 | 0.13186 | 0.14414 | 0.15898 | 0.17382 | 0.19005 | 0.20628 | 0.24025 | 0.26135 | 0.28246 | 0.30312 | 0.32379 | 0.34051 | 0.35723 | 0.37038 | 0.38353 | 0.38579 | 0.38805 | 0.38194 | 0.37416 | 0.36637 | 0.3536 | 0.34083 | 0.32144 | 0.30205 | 0.28724 | 0.27243 | 0.25538 | 0.23832 | 0.22737 | 0.21641 | 0.19377 | 0.18611 | 0.17846 | 0.1704 | 0.16234 | 0.15773 | 0.15312 | 0.14828 | 0.14344 | 0.13506 | 0.13191 | 0.12877 | 0.12919 | 0.12961 | 0.1303 | 0.13099 | 0.133 | 0.13501 | 0.13821 | 0.14141 | 0.14799 | 0.15259 | 0.15719 | 0.16331 | 0.16942 | 0.17606 | 0.1827 | 0.1894 | 0.19611 | 0.20381 | 0.21151 | 0.22493 | 0.23349 | 0.24204 | 0.24963 | 0.25722 | 0.26575 | 0.27429 | 0.28022 | 0.28615 | 0.30108 | 0.30749 | 0.3139 | 0.32124 | 0.32858 | 0.33271 | 0.33683 | 0.34476 | 0.35268 | 0.35988 | 0.36548 | 0.37107 | 0.3732 | 0.37533 | 0.38096 | 0.38659 | 0.38989 | 0.39318 | 0.39986 | 0.40191 | 0.40396 | 0.40922 | 0.41448 | 0.41734 | 0.4202 | 0.42438 | 0.42857 | 0.43248 | 0.43691 | 0.44134 | 0.44623 | 0.45111 | 0.45477 | 0.45842 | 0.46301 | 0.46806 | 0.47311 | 0.4787 | 0.4843 | 0.4874 | 0.4905 | 0.49799 | 0.50548 | 0.51252 | 0.51871 | 0.52489 | 0.52883 | 0.53277 | 0.54077 | 0.54877 | 0.55449 | 0.56303 | 0.57158 | 0.57631 | 0.58104 | 0.59022 | 0.59939 | 0.60671 | 0.61538 | 0.62405 | 0.63107 | 0.63809 | 0.64607 | 0.65405 | 0.66454 | 0.67468 | 0.68482 | 0.69395 | 0.70307 | 0.71084 | 0.71861 | 0.73179 | 0.74159 | 0.75139 | 0.76088 | 0.77036 | 0.77749 | 0.78463 | 0.80389 | 0.81226 | 0.82063 | 0.83005 | 0.83948 | 0.84781 | 0.85613 | 0.87134 | 0.87784 | 0.88434 | 0.89407 | 0.9038 | 0.91238 | 0.92113 | 0.92988 | 0.93584 | 0.9418 | 0.94849 | 0.95517 | 0.96096 | 0.96695 | 0.97293 | 0.97783 | 0.98273 | 0.98609 | 0.98838 | 0.99067 | 0.99367 | 0.99667 | 0.99833 | 1 | 0.99812 | 0.99816 | 0.9982 | 0.99569 | 0.99319 | 0.98942 | 0.98629 | 0.98316 | 0.97983 | 0.9765 | 0.96631 | 0.96176 | 0.95721 | 0.95028 | 0.94335 | 0.93259 | 0.92458 | 0.91656 | 0.90987 | 0.90317 | 0.88613 | 0.87821 | 0.87029 | 0.86148 | 0.85267 | 0.83376 | 0.82419 | 0.81461 | 0.80605 | 0.7975 | 0.77734 | 0.76803 | 0.75872 | 0.74854 | 0.73836 | 0.71734 | 0.70736 | 0.69738 | 0.68706 | 0.67673 | 0.65607 | 0.64605 | 0.63604 | 0.62558 | 0.61513 | 0.59499 | 0.58447 | 0.57395 | 0.56408 | 0.55422 | 0.53468 | 0.52499 | 0.51531 | 0.4968 | 0.48694 | 0.47709 | 0.46816 | 0.45922 | 0.44174 | 0.43307 | 0.4244 | 0.41626 | 0.40813 | 0.39149 | 0.38399 | 0.37649 | 0.36008 | 0.35258 | 0.34507 | 0.3381 | 0.33113 | 0.31803 | 0.31099 | 0.30395 | 0.29165 | 0.28503 | 0.2784 | 0.27276 | 0.26711 | 0.25526 | 0.24987 | 0.24448 | 0.23446 | 0.22876 | 0.22306 | 0.21802 | 0.21299 | 0.20458 | 0.19959 | 0.19461 | 0.18655 | 0.18227 | 0.178 | 0.17103 | 0.16666 | 0.16229 | 0.15832 | 0.15436 | 0.14779 | 0.14468 | 0.14157 | 0.13601 | 0.13293 | 0.12985 | 0.12423 | 0.12103 | 0.11782 | 0.11237 | 0.1097 | 0.10703 | 0.10254 | 0.10086 | 0.099172 | 0.09691 | 0.094648 | 0.091255 | 0.088563 | 0.085872 | 0.082434 | 0.080721 | 0.079007 | 0.077103 | 0.075696 | 0.074288 | 0.070649 | 0.069082 | 0.067515 | 0.065625 | 0.064387 | 0.06315 | 0.061584 | 0.060904 | 0.060224 | 0.058936 | 0.057472 | 0.056007 | 0.053895 | 0.05319 | 0.052484 | 0.052322 | 0.051635 | 0.050947 | 0.05016 | 0.048983 | 0.047806 | 0.046415 | 0.044842 | 0.043269 | 0.042169 | 0.041514 | 0.040859 | 0.040678 | 0 | 0 | 0 | 0 | 0 | 0 | 0 | 0 | 0 | 0 | 0 | 0 | 0 | 0 | 0 | 0 | 0 | 0 | 0 | 0
BPL 80CRI | 3000 | 83 | 10 | 87 | 83 | 96 |  |  | 0 | 0 | 0 | 0 | 0 | 0 | 0 | 0 | 0 | 0 | 0 | 0 | 0 | 0 | 0 | 0 | 0 | 0 | 0 | 0 | 0.0028 | 0.00319 | 0 | 0.00141 | 0.00253 | 0.00305 | 0.00176 | 0.00164 | 0.00269 | 0.00254 | 0.00206 | 0.00243 | 0.00302 | 0.00325 | 0.00296 | 0.00317 | 0.00323 | 0.00305 | 0.00384 | 0.00394 | 0.00431 | 0.00467 | 0.0051 | 0.00549 | 0.00528 | 0.00688 | 0.00665 | 0.00798 | 0.00936 | 0.01032 | 0.01229 | 0.01418 | 0.01543 | 0.0179 | 0.0205 | 0.02368 | 0.02626 | 0.02978 | 0.03388 | 0.03744 | 0.04175 | 0.04789 | 0.0532 | 0.05908 | 0.06532 | 0.07221 | 0.07913 | 0.08806 | 0.09581 | 0.1042 | 0.11468 | 0.12373 | 0.13451 | 0.14571 | 0.15764 | 0.16912 | 0.1818 | 0.19573 | 0.21089 | 0.22622 | 0.24107 | 0.26108 | 0.28192 | 0.30474 | 0.33077 | 0.35846 | 0.38572 | 0.41582 | 0.44487 | 0.47213 | 0.49356 | 0.51022 | 0.52092 | 0.51939 | 0.50847 | 0.49057 | 0.46972 | 0.44609 | 0.4218 | 0.39967 | 0.37807 | 0.36029 | 0.34327 | 0.32862 | 0.31692 | 0.3043 | 0.2939 | 0.28305 | 0.273 | 0.26148 | 0.2499 | 0.2397 | 0.23052 | 0.2215 | 0.21266 | 0.20449 | 0.19703 | 0.19304 | 0.19178 | 0.18945 | 0.18953 | 0.19013 | 0.19229 | 0.19367 | 0.19665 | 0.19961 | 0.20385 | 0.2078 | 0.21222 | 0.21785 | 0.22339 | 0.22978 | 0.23685 | 0.24463 | 0.25154 | 0.25955 | 0.26867 | 0.27867 | 0.28669 | 0.30114 | 0.31005 | 0.31919 | 0.32842 | 0.3375 | 0.34719 | 0.35482 | 0.36493 | 0.37415 | 0.38225 | 0.38991 | 0.39781 | 0.40609 | 0.41347 | 0.42099 | 0.42884 | 0.4358 | 0.44187 | 0.44837 | 0.45559 | 0.46159 | 0.46836 | 0.47389 | 0.48238 | 0.48754 | 0.49346 | 0.49888 | 0.50429 | 0.50898 | 0.51528 | 0.51942 | 0.52567 | 0.53033 | 0.53582 | 0.53877 | 0.54471 | 0.55071 | 0.55452 | 0.55963 | 0.56372 | 0.56965 | 0.57491 | 0.57961 | 0.58685 | 0.59107 | 0.59583 | 0.60251 | 0.61001 | 0.6153 | 0.62002 | 0.62706 | 0.63439 | 0.64052 | 0.64471 | 0.65284 | 0.65899 | 0.66625 | 0.67229 | 0.6786 | 0.68696 | 0.69322 | 0.70087 | 0.70847 | 0.71521 | 0.72384 | 0.73201 | 0.73976 | 0.74849 | 0.75676 | 0.76387 | 0.77327 | 0.78637 | 0.79569 | 0.80488 | 0.8141 | 0.8222 | 0.83185 | 0.84186 | 0.8512 | 0.85901 | 0.86525 | 0.87602 | 0.88514 | 0.89218 | 0.90086 | 0.91088 | 0.91795 | 0.92506 | 0.93433 | 0.94153 | 0.94668 | 0.95416 | 0.96051 | 0.96566 | 0.97217 | 0.97452 | 0.98383 | 0.98726 | 0.9906 | 0.99363 | 0.99667 | 0.99761 | 0.99742 | 0.99821 | 0.99851 | 1 | 0.99985 | 0.99901 | 0.9974 | 0.9914 | 0.99214 | 0.98826 | 0.98486 | 0.98119 | 0.97842 | 0.97337 | 0.96656 | 0.96144 | 0.95686 | 0.9507 | 0.94409 | 0.93141 | 0.92362 | 0.91629 | 0.90724 | 0.89961 | 0.88984 | 0.88053 | 0.87182 | 0.86207 | 0.85364 | 0.84165 | 0.8306 | 0.81962 | 0.80947 | 0.7995 | 0.7878 | 0.77783 | 0.76022 | 0.74935 | 0.73654 | 0.72635 | 0.71397 | 0.70229 | 0.69051 | 0.67983 | 0.66202 | 0.64968 | 0.63821 | 0.6266 | 0.61471 | 0.60382 | 0.59282 | 0.58199 | 0.57026 | 0.55312 | 0.5433 | 0.53293 | 0.52181 | 0.51168 | 0.4992 | 0.49066 | 0.48088 | 0.46443 | 0.45359 | 0.44515 | 0.43439 | 0.42559 | 0.41582 | 0.40564 | 0.39842 | 0.38395 | 0.37542 | 0.36672 | 0.35821 | 0.35084 | 0.34186 | 0.33345 | 0.3261 | 0.31389 | 0.30717 | 0.29871 | 0.29187 | 0.28418 | 0.27701 | 0.27082 | 0.26441 | 0.25406 | 0.24693 | 0.24218 | 0.2353 | 0.23008 | 0.22534 | 0.22531 | 0.23684 | 0.25169 | 0.25305 | 0.22885 | 0.2065 | 0.19165 | 0.18217 | 0.17709 | 0.17126 | 0.16467 | 0.16033 | 0.15667 | 0.15247 | 0.14833 | 0.14587 | 0.14226 | 0.13804 | 0.13321 | 0.12894 | 0.12629 | 0.12316 | 0.1205 | 0.11737 | 0.11441 | 0.11017 | 0.1064 | 0.10276 | 0.09954 | 0.09748 | 0.0946 | 0.09205 | 0.0895 | 0.08559 | 0.08324 | 0.08091 | 0.07826 | 0.07686 | 0.0739 | 0.07223 | 0.06923 | 0.06776 | 0.06574 | 0.06382 | 0.06221 | 0.06045 | 0.05844 | 0.05708 | 0.05504 | 0.05359 | 0.05185 | 0.05008 | 0.04905 | 0.04763 | 0.04635 | 0.04484 | 0.04403 | 0.04264 | 0.04172 | 0.04042 | 0.0394 | 0.0381 | 0.03755 | 0.03681 | 0.03507 | 0.03404 | 0.03288 | 0.0324 | 0.03168 | 0.03099 | 0.03017 | 0.02886 | 0.02847 | 0.02717 | 0.02713 | 0.02652 | 0.02568 | 0.02468 | 0.02432 | 0.02358 | 0.02296 | 0.02208 | 0.02126 | 0.02069 | 0.02032 | 0.01981 | 0.01918 | 0.01923 | 0.01825
BPL 80CRI | 3500 | 83 | 13 | 84 | 82 | 98 |  |  | 0.010501 | 0.011368 | 0.009635 | 0.009922 | 0.010209 | 0.009852 | 0.009496 | 0.00983 | 0.010164 | 0.010188 | 0.01014 | 0.010946 | 0.01149 | 0.010403 | 0.010382 | 0.010361 | 0.00995 | 0.009539 | 0.009879 | 0.010219 | 0.009913 | 0.009607 | 0.00976 | 0.009914 | 0.010391 | 0.01046 | 0.01053 | 0.010403 | 0.010277 | 0.010202 | 0.010127 | 0.010176 | 0.010225 | 0.010718 | 0.011211 | 0.011344 | 0.011078 | 0.011277 | 0.011166 | 0.011055 | 0.011278 | 0.011501 | 0.011615 | 0.011729 | 0.012952 | 0.014175 | 0.015068 | 0.015961 | 0.017852 | 0.019743 | 0.022519 | 0.025751 | 0.028983 | 0.032509 | 0.036034 | 0.041805 | 0.047576 | 0.053845 | 0.060114 | 0.068569 | 0.077024 | 0.087696 | 0.098367 | 0.12006 | 0.1325 | 0.14495 | 0.16408 | 0.18321 | 0.20343 | 0.22365 | 0.24932 | 0.27499 | 0.30578 | 0.33656 | 0.3697 | 0.40284 | 0.46815 | 0.50565 | 0.54314 | 0.57776 | 0.61238 | 0.63538 | 0.65838 | 0.6723 | 0.68622 | 0.69971 | 0.67273 | 0.64048 | 0.61795 | 0.59543 | 0.56605 | 0.53666 | 0.50126 | 0.46585 | 0.43958 | 0.4133 | 0.38478 | 0.35625 | 0.33774 | 0.31922 | 0.28151 | 0.26784 | 0.25418 | 0.24101 | 0.22784 | 0.21962 | 0.2114 | 0.2031 | 0.19479 | 0.18268 | 0.17791 | 0.17314 | 0.17305 | 0.17296 | 0.17307 | 0.17319 | 0.17606 | 0.17894 | 0.18342 | 0.1879 | 0.19562 | 0.20205 | 0.20848 | 0.21637 | 0.22425 | 0.23373 | 0.24321 | 0.25285 | 0.26249 | 0.27407 | 0.28565 | 0.30627 | 0.31895 | 0.33164 | 0.34324 | 0.35484 | 0.3671 | 0.37936 | 0.38914 | 0.39892 | 0.42341 | 0.43366 | 0.44391 | 0.45538 | 0.46685 | 0.47391 | 0.48098 | 0.49291 | 0.50484 | 0.51635 | 0.52514 | 0.53392 | 0.53817 | 0.54241 | 0.55095 | 0.55949 | 0.56454 | 0.56959 | 0.57874 | 0.58173 | 0.58472 | 0.59276 | 0.6008 | 0.60466 | 0.60851 | 0.61419 | 0.61987 | 0.62487 | 0.63055 | 0.63623 | 0.64202 | 0.64781 | 0.65173 | 0.65565 | 0.66158 | 0.66737 | 0.67315 | 0.67915 | 0.68515 | 0.68786 | 0.69057 | 0.69873 | 0.70689 | 0.71246 | 0.71891 | 0.72536 | 0.72832 | 0.73128 | 0.73995 | 0.74861 | 0.75054 | 0.75867 | 0.7668 | 0.77004 | 0.77329 | 0.78184 | 0.79039 | 0.79357 | 0.80143 | 0.80928 | 0.81391 | 0.81855 | 0.82477 | 0.831 | 0.83396 | 0.84251 | 0.85106 | 0.85768 | 0.8643 | 0.86941 | 0.87453 | 0.88044 | 0.88686 | 0.89329 | 0.89932 | 0.90535 | 0.90827 | 0.91119 | 0.92329 | 0.9278 | 0.93232 | 0.93827 | 0.94423 | 0.94754 | 0.95084 | 0.9576 | 0.95981 | 0.96203 | 0.96758 | 0.97312 | 0.9748 | 0.97965 | 0.98451 | 0.98654 | 0.98858 | 0.99128 | 0.99399 | 0.99175 | 0.9944 | 0.99706 | 0.99853 | 1 | 0.99716 | 0.99639 | 0.99562 | 0.99543 | 0.99524 | 0.99435 | 0.99345 | 0.98708 | 0.98464 | 0.98219 | 0.97744 | 0.97268 | 0.96572 | 0.96088 | 0.95603 | 0.95086 | 0.94569 | 0.933 | 0.92734 | 0.92169 | 0.91403 | 0.90637 | 0.89338 | 0.88514 | 0.8769 | 0.86921 | 0.86152 | 0.84434 | 0.83573 | 0.82712 | 0.81851 | 0.8099 | 0.79125 | 0.78164 | 0.77203 | 0.76312 | 0.75421 | 0.7339 | 0.72473 | 0.71555 | 0.7059 | 0.69625 | 0.67706 | 0.66698 | 0.65691 | 0.6468 | 0.63669 | 0.61707 | 0.60748 | 0.59789 | 0.58839 | 0.57889 | 0.5595 | 0.5499 | 0.5403 | 0.53076 | 0.52122 | 0.50233 | 0.49306 | 0.48379 | 0.46712 | 0.4586 | 0.45009 | 0.44138 | 0.43268 | 0.41622 | 0.40789 | 0.39955 | 0.39175 | 0.38394 | 0.36918 | 0.3619 | 0.35462 | 0.34027 | 0.33344 | 0.32661 | 0.31976 | 0.31291 | 0.30028 | 0.29409 | 0.28789 | 0.27565 | 0.27016 | 0.26467 | 0.25894 | 0.25322 | 0.24218 | 0.23686 | 0.23155 | 0.2219 | 0.21708 | 0.21227 | 0.20806 | 0.20386 | 0.19586 | 0.1907 | 0.18554 | 0.17796 | 0.17374 | 0.16952 | 0.16292 | 0.15891 | 0.1549 | 0.15186 | 0.14882 | 0.14255 | 0.13949 | 0.13643 | 0.13006 | 0.12722 | 0.12437 | 0.11898 | 0.11682 | 0.11465 | 0.10949 | 0.10707 | 0.10466 | 0.099926 | 0.097966 | 0.096007 | 0.093992 | 0.091978 | 0.088602 | 0.086947 | 0.085292 | 0.081584 | 0.079469 | 0.077354 | 0.07524 | 0.073878 | 0.072517 | 0.0706 | 0.069183 | 0.067766 | 0.066272 | 0.064989 | 0.063707 | 0.061558 | 0.060711 | 0.059864 | 0.058522 | 0.057362 | 0.056201 | 0.05578 | 0.054417 | 0.053055 | 0.053121 | 0.051725 | 0.05033 | 0.049675 | 0.049359 | 0.049043 | 0.047228 | 0.046088 | 0.044948 | 0.043522 | 0.042694 | 0.041867 | 0.039599 | 0 | 0 | 0 | 0 | 0 | 0 | 0 | 0 | 0 | 0 | 0 | 0 | 0 | 0 | 0 | 0 | 0 | 0 | 0 | 0
BPL 80CRI | 4000 | 83 | 11 | 88 | 83 | 95 |  |  | 0.011007 | 0.011755 | 0.010259 | 0.010881 | 0.011502 | 0.011548 | 0.011593 | 0.011734 | 0.011875 | 0.011877 | 0.011874 | 0.011919 | 0.011541 | 0.011163 | 0.01127 | 0.011378 | 0.011317 | 0.011257 | 0.011395 | 0.011534 | 0.011164 | 0.010795 | 0.011059 | 0.011324 | 0.010323 | 0.010654 | 0.010985 | 0.011126 | 0.011266 | 0.011748 | 0.012229 | 0.012321 | 0.012413 | 0.012154 | 0.011894 | 0.011946 | 0.011998 | 0.011942 | 0.011876 | 0.01181 | 0.012323 | 0.012836 | 0.012889 | 0.012942 | 0.013321 | 0.0137 | 0.014507 | 0.015315 | 0.016138 | 0.016961 | 0.020332 | 0.022968 | 0.025604 | 0.028468 | 0.031332 | 0.036036 | 0.04074 | 0.045679 | 0.050618 | 0.057155 | 0.063692 | 0.072965 | 0.082237 | 0.10076 | 0.11165 | 0.12255 | 0.13824 | 0.15394 | 0.17011 | 0.18628 | 0.20575 | 0.22522 | 0.24789 | 0.27055 | 0.29439 | 0.31823 | 0.36901 | 0.40228 | 0.43555 | 0.47299 | 0.51044 | 0.54956 | 0.58867 | 0.63219 | 0.67572 | 0.71045 | 0.74519 | 0.80977 | 0.83677 | 0.86378 | 0.87826 | 0.89275 | 0.88434 | 0.87593 | 0.86723 | 0.85853 | 0.82714 | 0.79574 | 0.77046 | 0.74519 | 0.67027 | 0.64131 | 0.61236 | 0.58117 | 0.54999 | 0.52991 | 0.50983 | 0.48866 | 0.46749 | 0.43033 | 0.41294 | 0.39555 | 0.38525 | 0.37495 | 0.36392 | 0.35289 | 0.34509 | 0.3373 | 0.33202 | 0.32674 | 0.31679 | 0.31558 | 0.31438 | 0.31592 | 0.31746 | 0.32166 | 0.32585 | 0.32986 | 0.33387 | 0.34084 | 0.34781 | 0.36018 | 0.37054 | 0.38089 | 0.39068 | 0.40046 | 0.41216 | 0.42386 | 0.43312 | 0.44236 | 0.46726 | 0.47893 | 0.4906 | 0.50408 | 0.51755 | 0.5269 | 0.53624 | 0.55104 | 0.56584 | 0.58189 | 0.59335 | 0.60481 | 0.61125 | 0.61769 | 0.62944 | 0.64118 | 0.64831 | 0.65544 | 0.66981 | 0.67461 | 0.6794 | 0.68912 | 0.69885 | 0.7044 | 0.70996 | 0.71732 | 0.72469 | 0.73132 | 0.738 | 0.74469 | 0.75146 | 0.75824 | 0.76251 | 0.76678 | 0.77112 | 0.77739 | 0.78366 | 0.78999 | 0.79631 | 0.7985 | 0.80068 | 0.80895 | 0.81722 | 0.82035 | 0.82595 | 0.83154 | 0.83335 | 0.83517 | 0.8431 | 0.85103 | 0.85094 | 0.85853 | 0.86612 | 0.86763 | 0.86913 | 0.87657 | 0.88402 | 0.8835 | 0.89023 | 0.89697 | 0.90055 | 0.90414 | 0.90902 | 0.91391 | 0.9139 | 0.92067 | 0.92744 | 0.93252 | 0.9376 | 0.941 | 0.9444 | 0.94708 | 0.95189 | 0.9567 | 0.96068 | 0.96466 | 0.96586 | 0.96706 | 0.97491 | 0.97678 | 0.97864 | 0.98252 | 0.9864 | 0.98829 | 0.99018 | 0.99286 | 0.99368 | 0.99204 | 0.99519 | 0.99835 | 0.99379 | 0.99646 | 0.99913 | 1 | 0.99826 | 0.99846 | 0.99866 | 0.99154 | 0.99211 | 0.99268 | 0.99117 | 0.98966 | 0.98261 | 0.98015 | 0.97769 | 0.97543 | 0.97318 | 0.97005 | 0.96692 | 0.95668 | 0.95201 | 0.94734 | 0.94118 | 0.93502 | 0.92445 | 0.91863 | 0.9128 | 0.90683 | 0.90086 | 0.88507 | 0.87793 | 0.87079 | 0.86204 | 0.85329 | 0.83911 | 0.83073 | 0.82234 | 0.81422 | 0.80611 | 0.78783 | 0.77881 | 0.76979 | 0.76084 | 0.7519 | 0.73306 | 0.72371 | 0.71435 | 0.70577 | 0.69718 | 0.67769 | 0.66839 | 0.65909 | 0.64975 | 0.64041 | 0.62077 | 0.61164 | 0.6025 | 0.59357 | 0.58464 | 0.5661 | 0.55701 | 0.54792 | 0.53877 | 0.52961 | 0.51075 | 0.5024 | 0.49405 | 0.48546 | 0.47688 | 0.4597 | 0.45121 | 0.44272 | 0.42622 | 0.41796 | 0.4097 | 0.40222 | 0.39475 | 0.38016 | 0.37306 | 0.36596 | 0.35889 | 0.35182 | 0.33794 | 0.331 | 0.32406 | 0.31093 | 0.30512 | 0.29931 | 0.29319 | 0.28707 | 0.27571 | 0.27016 | 0.26462 | 0.25308 | 0.24768 | 0.24228 | 0.23761 | 0.23293 | 0.22351 | 0.21898 | 0.21445 | 0.20494 | 0.20056 | 0.19618 | 0.19175 | 0.18732 | 0.18085 | 0.17654 | 0.17223 | 0.1662 | 0.16244 | 0.15868 | 0.15202 | 0.14848 | 0.14494 | 0.14154 | 0.13814 | 0.13284 | 0.13021 | 0.12759 | 0.12275 | 0.11991 | 0.11708 | 0.11256 | 0.10977 | 0.10698 | 0.10223 | 0.10063 | 0.099022 | 0.095218 | 0.093004 | 0.090791 | 0.088905 | 0.08702 | 0.08345 | 0.081795 | 0.080139 | 0.077941 | 0.076646 | 0.075351 | 0.073056 | 0.071055 | 0.069053 | 0.066703 | 0.065185 | 0.063666 | 0.062714 | 0.062083 | 0.061451 | 0.059263 | 0.058486 | 0.057708 | 0.0555 | 0.054645 | 0.05379 | 0.052844 | 0.052514 | 0.052183 | 0.051711 | 0.050785 | 0.049859 | 0.049166 | 0.047972 | 0.046777 | 0.044802 | 0.04445 | 0.044098 | 0.043604 | 0.042435 | 0.041267 | 0.040081 | 0 | 0 | 0 | 0 | 0 | 0 | 0 | 0 | 0 | 0 | 0 | 0 | 0 | 0 | 0 | 0 | 0 | 0 | 0 | 0
BPL 95CRI | 2700 | 97 | 84 | 98 | 94 | 102 |  |  | 0.008298 | 0.008568 | 0.008028 | 0.007924 | 0.007819 | 0.007783 | 0.007748 | 0.008173 | 0.008598 | 0.008837 | 0.009076 | 0.009505 | 0.009279 | 0.009052 | 0.008972 | 0.008891 | 0.008458 | 0.008025 | 0.008318 | 0.00861 | 0.008993 | 0.009376 | 0.009385 | 0.009395 | 0.00851 | 0.008627 | 0.008744 | 0.008481 | 0.008218 | 0.008612 | 0.009007 | 0.00916 | 0.009312 | 0.009471 | 0.009631 | 0.009495 | 0.009359 | 0.008717 | 0.008596 | 0.008476 | 0.008364 | 0.008253 | 0.008612 | 0.00897 | 0.009109 | 0.009247 | 0.009267 | 0.009287 | 0.009632 | 0.009978 | 0.009926 | 0.010631 | 0.011337 | 0.012281 | 0.013225 | 0.01456 | 0.015896 | 0.017544 | 0.019191 | 0.02095 | 0.022709 | 0.024892 | 0.027075 | 0.031929 | 0.03475 | 0.037571 | 0.04267 | 0.047768 | 0.052714 | 0.05766 | 0.06346 | 0.069259 | 0.076758 | 0.084257 | 0.092493 | 0.10073 | 0.12005 | 0.13361 | 0.14717 | 0.16307 | 0.17898 | 0.19635 | 0.21372 | 0.23319 | 0.25265 | 0.26905 | 0.28544 | 0.31709 | 0.33 | 0.34291 | 0.35117 | 0.35943 | 0.36377 | 0.35509 | 0.35245 | 0.3498 | 0.3376 | 0.3254 | 0.31606 | 0.30672 | 0.27975 | 0.26987 | 0.25999 | 0.24958 | 0.23916 | 0.23381 | 0.22845 | 0.2224 | 0.21635 | 0.20516 | 0.20001 | 0.19486 | 0.19335 | 0.19183 | 0.18996 | 0.18808 | 0.18751 | 0.18694 | 0.18781 | 0.18867 | 0.18995 | 0.19208 | 0.19421 | 0.19822 | 0.20223 | 0.20722 | 0.21221 | 0.21685 | 0.2215 | 0.22737 | 0.23323 | 0.24143 | 0.24836 | 0.25528 | 0.26119 | 0.26711 | 0.27402 | 0.28093 | 0.28589 | 0.29085 | 0.30386 | 0.30955 | 0.31524 | 0.32196 | 0.32868 | 0.33286 | 0.33704 | 0.34493 | 0.35282 | 0.35998 | 0.3657 | 0.37141 | 0.37419 | 0.37698 | 0.38313 | 0.38928 | 0.39275 | 0.39622 | 0.40509 | 0.40779 | 0.4105 | 0.41675 | 0.423 | 0.42665 | 0.43031 | 0.43525 | 0.4402 | 0.44533 | 0.45042 | 0.45551 | 0.46067 | 0.46583 | 0.46976 | 0.47369 | 0.47907 | 0.48392 | 0.48878 | 0.49403 | 0.49928 | 0.50177 | 0.50425 | 0.51087 | 0.51749 | 0.52211 | 0.52717 | 0.53224 | 0.53431 | 0.53639 | 0.54256 | 0.54873 | 0.54969 | 0.55574 | 0.56178 | 0.5639 | 0.56602 | 0.57188 | 0.57774 | 0.57849 | 0.58327 | 0.58806 | 0.59076 | 0.59346 | 0.59732 | 0.60118 | 0.60294 | 0.60834 | 0.61374 | 0.61792 | 0.62211 | 0.62524 | 0.62837 | 0.63163 | 0.63604 | 0.64045 | 0.64464 | 0.64884 | 0.65176 | 0.65468 | 0.66444 | 0.66834 | 0.67223 | 0.67733 | 0.68243 | 0.68687 | 0.69131 | 0.70036 | 0.70451 | 0.70866 | 0.71571 | 0.72277 | 0.72945 | 0.73692 | 0.7444 | 0.75011 | 0.75582 | 0.76308 | 0.77034 | 0.77949 | 0.78797 | 0.79645 | 0.80394 | 0.81144 | 0.82354 | 0.83045 | 0.83735 | 0.84542 | 0.85349 | 0.86105 | 0.86862 | 0.88143 | 0.88856 | 0.89569 | 0.90146 | 0.90722 | 0.9208 | 0.92659 | 0.93238 | 0.9385 | 0.94461 | 0.95461 | 0.95954 | 0.96448 | 0.96775 | 0.97103 | 0.98021 | 0.98275 | 0.9853 | 0.98816 | 0.99103 | 0.99497 | 0.99645 | 0.99792 | 0.9989 | 0.99987 | 1 | 0.99846 | 0.99692 | 0.99738 | 0.99783 | 0.99327 | 0.99211 | 0.99094 | 0.98805 | 0.98516 | 0.97714 | 0.97312 | 0.9691 | 0.96466 | 0.96021 | 0.94953 | 0.94472 | 0.9399 | 0.93371 | 0.92751 | 0.91392 | 0.9068 | 0.89968 | 0.89195 | 0.88422 | 0.87001 | 0.86141 | 0.85281 | 0.83775 | 0.82858 | 0.81942 | 0.81076 | 0.80211 | 0.78413 | 0.77502 | 0.76592 | 0.75732 | 0.74872 | 0.7302 | 0.72121 | 0.71223 | 0.69231 | 0.6833 | 0.67428 | 0.66431 | 0.65435 | 0.63781 | 0.62833 | 0.61884 | 0.60145 | 0.59175 | 0.58205 | 0.57275 | 0.56344 | 0.54565 | 0.53692 | 0.52819 | 0.5114 | 0.50307 | 0.49473 | 0.48603 | 0.47732 | 0.46288 | 0.45382 | 0.44475 | 0.42947 | 0.42156 | 0.41365 | 0.40153 | 0.39307 | 0.38461 | 0.37731 | 0.37 | 0.35549 | 0.34859 | 0.34168 | 0.3298 | 0.32364 | 0.31748 | 0.30677 | 0.30034 | 0.29392 | 0.28162 | 0.27596 | 0.27029 | 0.2595 | 0.25512 | 0.25074 | 0.2458 | 0.24087 | 0.2327 | 0.22743 | 0.22215 | 0.2136 | 0.20913 | 0.20466 | 0.1986 | 0.19463 | 0.19065 | 0.18363 | 0.17946 | 0.17528 | 0.16895 | 0.16544 | 0.16193 | 0.15679 | 0.15374 | 0.1507 | 0.14676 | 0.14317 | 0.13958 | 0.13495 | 0.13234 | 0.12972 | 0.12586 | 0.12313 | 0.12041 | 0.11863 | 0.11514 | 0.11164 | 0.10751 | 0.10539 | 0.10327 | 0.098866 | 0.096921 | 0.094976 | 0.09137 | 0 | 0 | 0 | 0 | 0 | 0 | 0 | 0 | 0 | 0 | 0 | 0 | 0 | 0 | 0 | 0 | 0 | 0 | 0 | 0
BPL 95CRI | 3000 | 94 | 75 | 96 | 91 | 102 |  |  | 0.010087 | 0.011521 | 0.008653 | 0.008866 | 0.009079 | 0.009118 | 0.00904 | 0.009671 | 0.010303 | 0.010803 | 0.011303 | 0.010311 | 0.010554 | 0.010797 | 0.010384 | 0.009972 | 0.009939 | 0.009906 | 0.010266 | 0.010627 | 0.010741 | 0.010854 | 0.010941 | 0.011028 | 0.010198 | 0.009829 | 0.00946 | 0.009702 | 0.009944 | 0.010247 | 0.010551 | 0.0107 | 0.010849 | 0.011304 | 0.011759 | 0.011107 | 0.010456 | 0.010113 | 0.009907 | 0.009701 | 0.009594 | 0.009486 | 0.009708 | 0.009929 | 0.010626 | 0.011323 | 0.011339 | 0.011306 | 0.011245 | 0.011185 | 0.012048 | 0.013172 | 0.014295 | 0.015464 | 0.016634 | 0.0189 | 0.021166 | 0.023129 | 0.025091 | 0.027541 | 0.029991 | 0.033782 | 0.037573 | 0.044443 | 0.049508 | 0.054573 | 0.061791 | 0.069009 | 0.076419 | 0.083829 | 0.092908 | 0.10199 | 0.11242 | 0.12286 | 0.13466 | 0.14646 | 0.17226 | 0.18978 | 0.20729 | 0.22858 | 0.24987 | 0.27263 | 0.29539 | 0.32171 | 0.34802 | 0.37132 | 0.39462 | 0.44194 | 0.46355 | 0.48516 | 0.50017 | 0.51518 | 0.51597 | 0.51676 | 0.51634 | 0.51592 | 0.50035 | 0.48478 | 0.47157 | 0.45837 | 0.41633 | 0.39896 | 0.3816 | 0.3635 | 0.34539 | 0.33369 | 0.32199 | 0.31012 | 0.29825 | 0.27684 | 0.26681 | 0.25678 | 0.2517 | 0.24661 | 0.2406 | 0.23459 | 0.23032 | 0.22605 | 0.22326 | 0.22046 | 0.21482 | 0.21444 | 0.21406 | 0.21616 | 0.21827 | 0.2216 | 0.22492 | 0.22867 | 0.23242 | 0.23757 | 0.24271 | 0.25172 | 0.25897 | 0.26622 | 0.27343 | 0.28064 | 0.28881 | 0.29698 | 0.30364 | 0.31029 | 0.32782 | 0.33584 | 0.34386 | 0.35319 | 0.36252 | 0.36899 | 0.37545 | 0.38648 | 0.3975 | 0.40953 | 0.41761 | 0.4257 | 0.43084 | 0.43599 | 0.44493 | 0.45386 | 0.45963 | 0.46541 | 0.47755 | 0.48243 | 0.4873 | 0.49535 | 0.5034 | 0.50841 | 0.51343 | 0.52021 | 0.52699 | 0.53463 | 0.54087 | 0.5471 | 0.55379 | 0.56048 | 0.56526 | 0.57005 | 0.57693 | 0.58284 | 0.58875 | 0.59462 | 0.60049 | 0.60332 | 0.60615 | 0.61406 | 0.62196 | 0.62695 | 0.63212 | 0.63729 | 0.63969 | 0.64209 | 0.64923 | 0.65636 | 0.6569 | 0.66339 | 0.66987 | 0.67179 | 0.67371 | 0.68001 | 0.68631 | 0.68651 | 0.69144 | 0.69637 | 0.69913 | 0.70189 | 0.70567 | 0.70944 | 0.70915 | 0.71466 | 0.72017 | 0.72418 | 0.7282 | 0.73012 | 0.73204 | 0.73482 | 0.73867 | 0.74251 | 0.74618 | 0.74984 | 0.75182 | 0.7538 | 0.76198 | 0.76504 | 0.76811 | 0.77214 | 0.77617 | 0.77943 | 0.7827 | 0.78949 | 0.79241 | 0.79532 | 0.80137 | 0.80741 | 0.81064 | 0.81709 | 0.82354 | 0.8281 | 0.83266 | 0.8382 | 0.84374 | 0.84992 | 0.85698 | 0.86403 | 0.86969 | 0.87535 | 0.88354 | 0.88891 | 0.89428 | 0.9003 | 0.90632 | 0.91233 | 0.91834 | 0.92725 | 0.9331 | 0.93894 | 0.94195 | 0.94495 | 0.95488 | 0.95902 | 0.96316 | 0.96776 | 0.97237 | 0.97756 | 0.98071 | 0.98387 | 0.98574 | 0.9876 | 0.99226 | 0.9935 | 0.99474 | 0.9965 | 0.99826 | 0.99864 | 0.99932 | 1 | 0.9985 | 0.99699 | 0.9946 | 0.99242 | 0.99024 | 0.98934 | 0.98843 | 0.98186 | 0.98036 | 0.97886 | 0.97456 | 0.97027 | 0.96062 | 0.95582 | 0.95102 | 0.94598 | 0.94094 | 0.92957 | 0.9242 | 0.91882 | 0.91229 | 0.90577 | 0.89091 | 0.88338 | 0.87586 | 0.86788 | 0.85991 | 0.8444 | 0.83657 | 0.82874 | 0.8121 | 0.80293 | 0.79376 | 0.78466 | 0.77555 | 0.75799 | 0.74907 | 0.74016 | 0.73145 | 0.72275 | 0.70497 | 0.69598 | 0.687 | 0.66681 | 0.65835 | 0.6499 | 0.63999 | 0.63007 | 0.61354 | 0.60474 | 0.59593 | 0.57805 | 0.56903 | 0.56001 | 0.55087 | 0.54174 | 0.52404 | 0.51591 | 0.50777 | 0.49119 | 0.48339 | 0.4756 | 0.46676 | 0.45792 | 0.44407 | 0.43536 | 0.42665 | 0.41261 | 0.40474 | 0.39687 | 0.38571 | 0.37763 | 0.36955 | 0.362 | 0.35445 | 0.34185 | 0.3354 | 0.32896 | 0.31741 | 0.31172 | 0.30604 | 0.29425 | 0.28825 | 0.28226 | 0.26996 | 0.26523 | 0.2605 | 0.25079 | 0.2463 | 0.24181 | 0.23711 | 0.23241 | 0.22289 | 0.21789 | 0.21288 | 0.20566 | 0.20143 | 0.1972 | 0.19115 | 0.18759 | 0.18403 | 0.17715 | 0.17334 | 0.16954 | 0.16332 | 0.15973 | 0.15614 | 0.15098 | 0.14837 | 0.14576 | 0.14251 | 0.13911 | 0.13571 | 0.13084 | 0.12801 | 0.12518 | 0.12347 | 0.12104 | 0.1186 | 0.11596 | 0.11313 | 0.11031 | 0.10701 | 0.10395 | 0.10089 | 0.098367 | 0.095922 | 0.093477 | 0.090867 | 0.06229 | 0.06101 | 0.0586 | 0.05721 | 0.05655 | 0.05448 | 0.05229 | 0.05124 | 0.04969 | 0.04799 | 0.04606 | 0.04537 | 0.0437 | 0.04309 | 0.04102 | 0.04156 | 0.03986 | 0.0382 | 0.03682 | 0.03493
BPL 95CRI | 3500 | 93 | 72 | 95 | 90 | 100 |  |  | 0.011221 | 0.011668 | 0.010775 | 0.010973 | 0.011171 | 0.011351 | 0.010992 | 0.011205 | 0.011418 | 0.011447 | 0.011388 | 0.011891 | 0.012083 | 0.011698 | 0.011781 | 0.011863 | 0.01143 | 0.010997 | 0.011102 | 0.011207 | 0.010978 | 0.010748 | 0.011112 | 0.011475 | 0.011226 | 0.011414 | 0.011601 | 0.01135 | 0.011099 | 0.011391 | 0.011682 | 0.011951 | 0.011414 | 0.011564 | 0.011714 | 0.011878 | 0.012041 | 0.011966 | 0.011694 | 0.011423 | 0.011677 | 0.011931 | 0.011527 | 0.011123 | 0.011707 | 0.012292 | 0.012927 | 0.013562 | 0.014333 | 0.015104 | 0.016317 | 0.017817 | 0.019317 | 0.021268 | 0.023218 | 0.026041 | 0.028863 | 0.03218 | 0.035497 | 0.040158 | 0.044819 | 0.050609 | 0.0564 | 0.068281 | 0.0755 | 0.08272 | 0.093764 | 0.10481 | 0.11618 | 0.12756 | 0.14224 | 0.15693 | 0.17465 | 0.19238 | 0.21277 | 0.23317 | 0.27867 | 0.30926 | 0.33986 | 0.37618 | 0.4125 | 0.45042 | 0.48834 | 0.52947 | 0.57059 | 0.60216 | 0.63374 | 0.68787 | 0.70803 | 0.72818 | 0.73542 | 0.74267 | 0.72971 | 0.71676 | 0.70401 | 0.69127 | 0.66094 | 0.63061 | 0.60781 | 0.585 | 0.52432 | 0.50234 | 0.48037 | 0.45785 | 0.43533 | 0.42167 | 0.40801 | 0.39294 | 0.37787 | 0.35124 | 0.33849 | 0.32574 | 0.32004 | 0.31434 | 0.30776 | 0.30118 | 0.29797 | 0.29475 | 0.2939 | 0.29304 | 0.29059 | 0.29243 | 0.29428 | 0.29878 | 0.30328 | 0.3093 | 0.31532 | 0.32152 | 0.32772 | 0.33616 | 0.3446 | 0.35821 | 0.36865 | 0.3791 | 0.38859 | 0.39808 | 0.40908 | 0.42009 | 0.42829 | 0.43649 | 0.45885 | 0.46868 | 0.47852 | 0.48993 | 0.50135 | 0.50873 | 0.51611 | 0.52875 | 0.5414 | 0.55367 | 0.56313 | 0.57259 | 0.57779 | 0.58299 | 0.59294 | 0.60289 | 0.60896 | 0.61504 | 0.62667 | 0.63078 | 0.63488 | 0.64448 | 0.65407 | 0.65915 | 0.66423 | 0.67135 | 0.67848 | 0.68523 | 0.69217 | 0.69911 | 0.70591 | 0.71272 | 0.71731 | 0.72189 | 0.72751 | 0.734 | 0.74048 | 0.74674 | 0.75299 | 0.75538 | 0.75776 | 0.76564 | 0.77353 | 0.7777 | 0.78286 | 0.78802 | 0.7897 | 0.79137 | 0.79834 | 0.80532 | 0.80358 | 0.80965 | 0.81572 | 0.81644 | 0.81717 | 0.82316 | 0.82916 | 0.82585 | 0.83055 | 0.83526 | 0.83672 | 0.83817 | 0.84054 | 0.8429 | 0.8395 | 0.84385 | 0.8482 | 0.85115 | 0.85411 | 0.85508 | 0.85606 | 0.85479 | 0.85743 | 0.86007 | 0.86209 | 0.86411 | 0.86503 | 0.8632 | 0.86776 | 0.86907 | 0.87038 | 0.87317 | 0.87596 | 0.8771 | 0.87824 | 0.88095 | 0.88131 | 0.88166 | 0.88577 | 0.88987 | 0.88948 | 0.8939 | 0.89832 | 0.90056 | 0.90281 | 0.90609 | 0.90936 | 0.91055 | 0.91548 | 0.92041 | 0.9242 | 0.928 | 0.93231 | 0.93569 | 0.93906 | 0.94319 | 0.94732 | 0.9514 | 0.95549 | 0.96019 | 0.96388 | 0.96757 | 0.96968 | 0.97178 | 0.97863 | 0.98094 | 0.98325 | 0.98596 | 0.98867 | 0.99093 | 0.99278 | 0.99462 | 0.99531 | 0.99599 | 0.99939 | 1 | 0.99878 | 0.99916 | 0.99953 | 0.9974 | 0.99679 | 0.99619 | 0.99474 | 0.99329 | 0.98921 | 0.98651 | 0.98381 | 0.98192 | 0.98003 | 0.97202 | 0.96928 | 0.96655 | 0.96234 | 0.95814 | 0.94836 | 0.94288 | 0.9374 | 0.93204 | 0.92667 | 0.91452 | 0.90839 | 0.90227 | 0.89567 | 0.88907 | 0.87435 | 0.86694 | 0.85953 | 0.85157 | 0.84361 | 0.82731 | 0.81883 | 0.81035 | 0.79402 | 0.78548 | 0.77694 | 0.76821 | 0.75949 | 0.74255 | 0.73309 | 0.72363 | 0.71491 | 0.70618 | 0.6878 | 0.67907 | 0.67034 | 0.65204 | 0.64332 | 0.63459 | 0.62498 | 0.61536 | 0.599 | 0.58942 | 0.57983 | 0.56365 | 0.55478 | 0.54592 | 0.53711 | 0.5283 | 0.51166 | 0.50322 | 0.49478 | 0.47842 | 0.47065 | 0.46288 | 0.45445 | 0.44603 | 0.43227 | 0.42417 | 0.41607 | 0.40256 | 0.39471 | 0.38685 | 0.37445 | 0.36649 | 0.35854 | 0.35196 | 0.34537 | 0.33304 | 0.32631 | 0.31959 | 0.30823 | 0.30232 | 0.2964 | 0.28555 | 0.28025 | 0.27494 | 0.26454 | 0.25908 | 0.25362 | 0.24333 | 0.23896 | 0.23458 | 0.22959 | 0.2246 | 0.2175 | 0.21284 | 0.20817 | 0.20151 | 0.19718 | 0.19284 | 0.18612 | 0.18253 | 0.17894 | 0.17269 | 0.16954 | 0.16638 | 0.1604 | 0.15715 | 0.1539 | 0.1489 | 0.14601 | 0.14311 | 0.13947 | 0.13673 | 0.13399 | 0.13028 | 0.1277 | 0.12512 | 0.12251 | 0.11993 | 0.11736 | 0.11495 | 0.11283 | 0.11071 | 0.10743 | 0.10441 | 0.10139 | 0.09777 | 0.094986 | 0.092201 | 0.089719 | 0 | 0 | 0 | 0 | 0 | 0 | 0 | 0 | 0 | 0 | 0 | 0 | 0 | 0 | 0 | 0 | 0 | 0 | 0 | 0
Dim to Warm | 2000 | 96 | 84 | 91 | 90 | 105 |  |  | 0.007193 | 0.007742 | 0.006643 | 0.006615 | 0.006586 | 0.006562 | 0.006538 | 0.007229 | 0.00792 | 0.008336 | 0.007505 | 0.007822 | 0.007636 | 0.007451 | 0.007422 | 0.007393 | 0.007421 | 0.00745 | 0.007487 | 0.007524 | 0.007254 | 0.006984 | 0.007183 | 0.007383 | 0.007159 | 0.007183 | 0.007208 | 0.007231 | 0.007184 | 0.007387 | 0.007589 | 0.007739 | 0.007888 | 0.007965 | 0.008043 | 0.007863 | 0.007684 | 0.007311 | 0.007286 | 0.007262 | 0.007252 | 0.007243 | 0.007374 | 0.007506 | 0.007937 | 0.008367 | 0.00855 | 0.008733 | 0.009165 | 0.009596 | 0.010514 | 0.011672 | 0.01283 | 0.013977 | 0.015125 | 0.016775 | 0.018425 | 0.019862 | 0.021299 | 0.023158 | 0.025018 | 0.027133 | 0.029248 | 0.03278 | 0.034513 | 0.036245 | 0.039011 | 0.041778 | 0.044226 | 0.046673 | 0.049673 | 0.052673 | 0.055388 | 0.058103 | 0.060636 | 0.063169 | 0.06818 | 0.07195 | 0.075721 | 0.079894 | 0.084067 | 0.087311 | 0.090556 | 0.09417 | 0.097784 | 0.099316 | 0.10085 | 0.10193 | 0.10099 | 0.10005 | 0.097662 | 0.095273 | 0.090719 | 0.086165 | 0.082347 | 0.078529 | 0.074092 | 0.069655 | 0.066924 | 0.064192 | 0.059167 | 0.058024 | 0.056881 | 0.055381 | 0.053881 | 0.053474 | 0.053068 | 0.052244 | 0.051421 | 0.05104 | 0.05084 | 0.05064 | 0.051954 | 0.053268 | 0.054592 | 0.055916 | 0.058228 | 0.06054 | 0.063353 | 0.066165 | 0.071634 | 0.075038 | 0.078443 | 0.082404 | 0.086366 | 0.090845 | 0.095324 | 0.099411 | 0.1035 | 0.10798 | 0.11247 | 0.11974 | 0.12433 | 0.12892 | 0.13311 | 0.1373 | 0.14161 | 0.14591 | 0.14931 | 0.15272 | 0.16052 | 0.16407 | 0.16762 | 0.17156 | 0.1755 | 0.17817 | 0.18083 | 0.18541 | 0.18999 | 0.19442 | 0.19792 | 0.20142 | 0.20322 | 0.20502 | 0.20865 | 0.21228 | 0.21478 | 0.21728 | 0.22195 | 0.22401 | 0.22607 | 0.22985 | 0.23364 | 0.23605 | 0.23845 | 0.24147 | 0.24448 | 0.24874 | 0.25238 | 0.25602 | 0.2596 | 0.26319 | 0.26638 | 0.26958 | 0.27507 | 0.27969 | 0.28431 | 0.28926 | 0.2942 | 0.2979 | 0.3016 | 0.30725 | 0.3129 | 0.31865 | 0.32229 | 0.32594 | 0.32768 | 0.32941 | 0.33279 | 0.33617 | 0.33589 | 0.3393 | 0.3427 | 0.34411 | 0.34553 | 0.34951 | 0.3535 | 0.35526 | 0.35913 | 0.36299 | 0.3656 | 0.36822 | 0.37189 | 0.37556 | 0.37916 | 0.38376 | 0.38836 | 0.39242 | 0.39647 | 0.39982 | 0.40316 | 0.40936 | 0.41444 | 0.41953 | 0.42474 | 0.42996 | 0.43403 | 0.4381 | 0.45003 | 0.45556 | 0.46109 | 0.46803 | 0.47498 | 0.48102 | 0.48705 | 0.50037 | 0.50714 | 0.51392 | 0.52265 | 0.53139 | 0.54484 | 0.55465 | 0.56446 | 0.5733 | 0.58214 | 0.59227 | 0.6024 | 0.61916 | 0.63063 | 0.64209 | 0.65319 | 0.66427 | 0.68453 | 0.69607 | 0.70762 | 0.72042 | 0.73322 | 0.74634 | 0.75945 | 0.7808 | 0.79234 | 0.80387 | 0.81394 | 0.82401 | 0.84515 | 0.8546 | 0.86406 | 0.87327 | 0.88247 | 0.89783 | 0.90595 | 0.91407 | 0.92095 | 0.92783 | 0.94305 | 0.94902 | 0.95499 | 0.96106 | 0.96713 | 0.97531 | 0.97958 | 0.98386 | 0.98672 | 0.98957 | 0.99361 | 0.99467 | 0.99573 | 0.99787 | 1 | 0.9982 | 0.99815 | 0.99809 | 0.99692 | 0.99575 | 0.9901 | 0.98727 | 0.98444 | 0.98076 | 0.97708 | 0.96756 | 0.96308 | 0.9586 | 0.95269 | 0.94677 | 0.93408 | 0.92697 | 0.91985 | 0.91251 | 0.90517 | 0.88884 | 0.88077 | 0.8727 | 0.85541 | 0.84647 | 0.83753 | 0.82848 | 0.81943 | 0.80096 | 0.79119 | 0.78142 | 0.77251 | 0.76361 | 0.74287 | 0.73345 | 0.72403 | 0.70323 | 0.69309 | 0.68294 | 0.67274 | 0.66254 | 0.64463 | 0.63431 | 0.62398 | 0.60515 | 0.59528 | 0.58541 | 0.57591 | 0.56641 | 0.54784 | 0.53908 | 0.53033 | 0.51214 | 0.50357 | 0.49499 | 0.4854 | 0.47581 | 0.46018 | 0.45027 | 0.44037 | 0.42625 | 0.41699 | 0.40773 | 0.39371 | 0.38485 | 0.37599 | 0.36829 | 0.36058 | 0.34675 | 0.33981 | 0.33287 | 0.32042 | 0.31357 | 0.30672 | 0.29424 | 0.28822 | 0.28221 | 0.26955 | 0.26395 | 0.25834 | 0.2474 | 0.24234 | 0.23727 | 0.23247 | 0.22767 | 0.21839 | 0.21343 | 0.20847 | 0.19999 | 0.19562 | 0.19124 | 0.1845 | 0.18036 | 0.17621 | 0.16907 | 0.16547 | 0.16188 | 0.15584 | 0.15237 | 0.1489 | 0.14403 | 0.14092 | 0.13781 | 0.13355 | 0.13035 | 0.12715 | 0.12308 | 0.1204 | 0.11771 | 0.11283 | 0.11149 | 0.11015 | 0.10699 | 0.10386 | 0.10072 | 0.096956 | 0.094548 | 0.092139 | 0.089648 | 0.087195 | 0.084742 | 0.081753 | 0 | 0 | 0 | 0 | 0 | 0 | 0 | 0 | 0 | 0 | 0 | 0 | 0 | 0 | 0 | 0 | 0 | 0 | 0 | 0
Dim to Warm | 2200 | 96 | 84 | 91 | 90 | 105 |  |  | 0.007021 | 0.007344 | 0.006697 | 0.006575 | 0.006453 | 0.006514 | 0.006575 | 0.006854 | 0.007134 | 0.007248 | 0.007363 | 0.007566 | 0.007579 | 0.007554 | 0.007614 | 0.007673 | 0.007466 | 0.007259 | 0.00741 | 0.007562 | 0.007613 | 0.007511 | 0.007664 | 0.007817 | 0.007433 | 0.007336 | 0.00724 | 0.007201 | 0.007161 | 0.007497 | 0.007832 | 0.008114 | 0.00755 | 0.007607 | 0.007663 | 0.007937 | 0.00821 | 0.007437 | 0.007284 | 0.007132 | 0.007181 | 0.007231 | 0.007447 | 0.007663 | 0.008059 | 0.008456 | 0.008835 | 0.009215 | 0.010043 | 0.010872 | 0.011777 | 0.012968 | 0.01416 | 0.015746 | 0.017332 | 0.019415 | 0.021499 | 0.023742 | 0.025986 | 0.028337 | 0.030689 | 0.034128 | 0.037567 | 0.042124 | 0.045149 | 0.048173 | 0.05272 | 0.057267 | 0.061166 | 0.065065 | 0.070056 | 0.075046 | 0.079952 | 0.084858 | 0.089722 | 0.094586 | 0.10501 | 0.11234 | 0.11968 | 0.12833 | 0.13698 | 0.14479 | 0.1526 | 0.1609 | 0.1692 | 0.17397 | 0.17874 | 0.18339 | 0.18439 | 0.1824 | 0.17841 | 0.17443 | 0.16612 | 0.1578 | 0.15018 | 0.14257 | 0.13327 | 0.12397 | 0.11791 | 0.11185 | 0.10003 | 0.096802 | 0.093575 | 0.090407 | 0.08724 | 0.085705 | 0.08417 | 0.081977 | 0.079785 | 0.076889 | 0.075785 | 0.074681 | 0.075612 | 0.076543 | 0.077757 | 0.078971 | 0.081312 | 0.083654 | 0.086845 | 0.090037 | 0.096322 | 0.10045 | 0.10457 | 0.10937 | 0.11417 | 0.11938 | 0.12459 | 0.12956 | 0.13453 | 0.14003 | 0.14552 | 0.15467 | 0.16035 | 0.16604 | 0.17097 | 0.17591 | 0.18146 | 0.18702 | 0.19098 | 0.19493 | 0.20478 | 0.20924 | 0.21371 | 0.21844 | 0.22318 | 0.22606 | 0.22895 | 0.23433 | 0.23972 | 0.24479 | 0.24881 | 0.25284 | 0.25486 | 0.25689 | 0.26093 | 0.26498 | 0.26767 | 0.27037 | 0.27513 | 0.27726 | 0.2794 | 0.28377 | 0.28814 | 0.29065 | 0.29317 | 0.29673 | 0.30029 | 0.30405 | 0.30794 | 0.31183 | 0.31569 | 0.31954 | 0.32281 | 0.32608 | 0.33147 | 0.33629 | 0.3411 | 0.34578 | 0.35046 | 0.35394 | 0.35742 | 0.36331 | 0.3692 | 0.3746 | 0.37823 | 0.38187 | 0.38347 | 0.38508 | 0.38892 | 0.39277 | 0.39259 | 0.39612 | 0.39965 | 0.40093 | 0.40221 | 0.40616 | 0.41011 | 0.41118 | 0.41501 | 0.41885 | 0.42113 | 0.4234 | 0.42654 | 0.42967 | 0.43235 | 0.43685 | 0.44134 | 0.44525 | 0.44916 | 0.4522 | 0.45525 | 0.46002 | 0.46457 | 0.46913 | 0.4736 | 0.47808 | 0.48163 | 0.48519 | 0.4961 | 0.50094 | 0.50579 | 0.51199 | 0.5182 | 0.52383 | 0.52946 | 0.54139 | 0.54704 | 0.55268 | 0.56113 | 0.56957 | 0.5818 | 0.59076 | 0.59973 | 0.60796 | 0.61618 | 0.62531 | 0.63443 | 0.64935 | 0.66042 | 0.67149 | 0.68165 | 0.69182 | 0.71071 | 0.72111 | 0.73152 | 0.74373 | 0.75594 | 0.76785 | 0.77976 | 0.79958 | 0.81048 | 0.82138 | 0.83025 | 0.83913 | 0.85867 | 0.8677 | 0.87674 | 0.88496 | 0.89319 | 0.90738 | 0.91533 | 0.92329 | 0.92966 | 0.93605 | 0.94969 | 0.9551 | 0.9605 | 0.9661 | 0.97171 | 0.97906 | 0.98287 | 0.98668 | 0.9893 | 0.99192 | 0.99512 | 0.99578 | 0.99644 | 0.99822 | 1 | 0.99696 | 0.9971 | 0.99724 | 0.99537 | 0.9935 | 0.98813 | 0.98486 | 0.9816 | 0.97777 | 0.97395 | 0.9642 | 0.95938 | 0.95456 | 0.94877 | 0.94298 | 0.92999 | 0.92266 | 0.91534 | 0.90789 | 0.90045 | 0.88454 | 0.87629 | 0.86804 | 0.85073 | 0.84207 | 0.83342 | 0.82435 | 0.81528 | 0.79647 | 0.78658 | 0.77669 | 0.76739 | 0.75809 | 0.73837 | 0.72862 | 0.71888 | 0.69896 | 0.68946 | 0.67995 | 0.6695 | 0.65904 | 0.64036 | 0.63015 | 0.61994 | 0.60128 | 0.5917 | 0.58211 | 0.5727 | 0.56329 | 0.54435 | 0.53578 | 0.52721 | 0.50939 | 0.50042 | 0.49144 | 0.48245 | 0.47346 | 0.45743 | 0.44814 | 0.43886 | 0.42326 | 0.4142 | 0.40513 | 0.39151 | 0.38299 | 0.37447 | 0.36685 | 0.35923 | 0.34538 | 0.33836 | 0.33133 | 0.31862 | 0.31198 | 0.30534 | 0.29335 | 0.28716 | 0.28097 | 0.26904 | 0.26295 | 0.25686 | 0.24585 | 0.24113 | 0.2364 | 0.23136 | 0.22632 | 0.21761 | 0.21255 | 0.2075 | 0.19904 | 0.19497 | 0.1909 | 0.18285 | 0.17893 | 0.175 | 0.1687 | 0.16525 | 0.16179 | 0.1554 | 0.15163 | 0.14786 | 0.14316 | 0.1401 | 0.13703 | 0.13303 | 0.12926 | 0.12548 | 0.1234 | 0.12019 | 0.11698 | 0.11363 | 0.11116 | 0.10869 | 0.10613 | 0.10336 | 0.10058 | 0.096881 | 0.094376 | 0.091872 | 0.08872 | 0.086431 | 0.084141 | 0.080767 | 0 | 0 | 0 | 0 | 0 | 0 | 0 | 0 | 0 | 0 | 0 | 0 | 0 | 0 | 0 | 0 | 0 | 0 | 0 | 0
Dim to Warm | 2700 | 96 | 96 | 93 | 91 | 107 |  |  | 0.007819 | 0.008154 | 0.007485 | 0.007577 | 0.007669 | 0.007421 | 0.007174 | 0.007503 | 0.007832 | 0.008028 | 0.008223 | 0.008343 | 0.008051 | 0.00776 | 0.007995 | 0.008231 | 0.00803 | 0.00783 | 0.007918 | 0.008006 | 0.007664 | 0.007322 | 0.007728 | 0.008133 | 0.00788 | 0.007925 | 0.007969 | 0.007938 | 0.007907 | 0.007896 | 0.007885 | 0.008042 | 0.0082 | 0.008429 | 0.008658 | 0.008498 | 0.008338 | 0.008237 | 0.008257 | 0.008277 | 0.008463 | 0.008649 | 0.008773 | 0.008896 | 0.009601 | 0.010306 | 0.011057 | 0.011807 | 0.01315 | 0.014493 | 0.017013 | 0.019215 | 0.021416 | 0.024023 | 0.026631 | 0.030387 | 0.034144 | 0.038207 | 0.042271 | 0.047511 | 0.052751 | 0.058267 | 0.063782 | 0.074586 | 0.080489 | 0.086392 | 0.094727 | 0.10306 | 0.11089 | 0.11872 | 0.12813 | 0.13754 | 0.14746 | 0.15739 | 0.16744 | 0.17749 | 0.19875 | 0.2128 | 0.22685 | 0.24343 | 0.26001 | 0.27582 | 0.29163 | 0.30704 | 0.32244 | 0.33022 | 0.338 | 0.34391 | 0.34791 | 0.33991 | 0.33078 | 0.32165 | 0.30484 | 0.28802 | 0.27337 | 0.25871 | 0.24055 | 0.22238 | 0.21036 | 0.19834 | 0.17538 | 0.16842 | 0.16146 | 0.15506 | 0.14867 | 0.14512 | 0.14158 | 0.13716 | 0.13274 | 0.12533 | 0.1226 | 0.11986 | 0.12028 | 0.12069 | 0.12173 | 0.12278 | 0.12578 | 0.12878 | 0.13323 | 0.13768 | 0.14521 | 0.15063 | 0.15605 | 0.16235 | 0.16864 | 0.176 | 0.18335 | 0.19016 | 0.19696 | 0.20473 | 0.21249 | 0.22532 | 0.2334 | 0.24148 | 0.24855 | 0.25563 | 0.26345 | 0.27127 | 0.27656 | 0.28186 | 0.29601 | 0.30194 | 0.30787 | 0.31427 | 0.32066 | 0.32462 | 0.32858 | 0.33576 | 0.34294 | 0.34865 | 0.35386 | 0.35906 | 0.36149 | 0.36392 | 0.369 | 0.37409 | 0.37727 | 0.38045 | 0.38614 | 0.38838 | 0.39062 | 0.39586 | 0.4011 | 0.40409 | 0.40708 | 0.41117 | 0.41527 | 0.41941 | 0.42346 | 0.4275 | 0.43189 | 0.43627 | 0.4397 | 0.44312 | 0.44782 | 0.45283 | 0.45784 | 0.46283 | 0.46783 | 0.47049 | 0.47316 | 0.47907 | 0.48498 | 0.48933 | 0.49354 | 0.49774 | 0.49922 | 0.5007 | 0.50546 | 0.51023 | 0.50956 | 0.5134 | 0.51723 | 0.51836 | 0.51948 | 0.52381 | 0.52814 | 0.52757 | 0.53126 | 0.53495 | 0.53649 | 0.53802 | 0.5408 | 0.54357 | 0.54349 | 0.5475 | 0.55151 | 0.55476 | 0.558 | 0.56042 | 0.56285 | 0.5648 | 0.56808 | 0.57136 | 0.5752 | 0.57904 | 0.58097 | 0.5829 | 0.59134 | 0.5954 | 0.59946 | 0.60427 | 0.60908 | 0.61315 | 0.61721 | 0.62629 | 0.63044 | 0.63458 | 0.64201 | 0.64945 | 0.65773 | 0.66569 | 0.67366 | 0.68027 | 0.68688 | 0.69488 | 0.70288 | 0.71437 | 0.72357 | 0.73276 | 0.7417 | 0.75063 | 0.76599 | 0.77512 | 0.78426 | 0.79394 | 0.80362 | 0.81355 | 0.82348 | 0.83983 | 0.84915 | 0.85848 | 0.86581 | 0.87315 | 0.88962 | 0.89709 | 0.90456 | 0.91202 | 0.91949 | 0.93095 | 0.93785 | 0.94474 | 0.94943 | 0.95411 | 0.96676 | 0.97062 | 0.97447 | 0.97867 | 0.98287 | 0.98877 | 0.99162 | 0.99448 | 0.99605 | 0.99763 | 0.99914 | 0.99943 | 0.99886 | 0.99943 | 1 | 0.99721 | 0.99606 | 0.99491 | 0.99237 | 0.98983 | 0.98408 | 0.97981 | 0.97554 | 0.9713 | 0.96708 | 0.95677 | 0.95113 | 0.94548 | 0.93954 | 0.93359 | 0.92015 | 0.91283 | 0.90551 | 0.89791 | 0.89031 | 0.87325 | 0.86489 | 0.85653 | 0.8393 | 0.83069 | 0.82208 | 0.81299 | 0.8039 | 0.78491 | 0.77517 | 0.76543 | 0.75596 | 0.74649 | 0.72645 | 0.71691 | 0.70737 | 0.6879 | 0.67827 | 0.66865 | 0.65828 | 0.64792 | 0.6288 | 0.61892 | 0.60905 | 0.59136 | 0.5818 | 0.57225 | 0.56277 | 0.55329 | 0.53524 | 0.52621 | 0.51718 | 0.49969 | 0.49112 | 0.48255 | 0.47379 | 0.46504 | 0.44906 | 0.43999 | 0.43092 | 0.41565 | 0.40653 | 0.39741 | 0.38395 | 0.37567 | 0.36739 | 0.3601 | 0.35282 | 0.33886 | 0.33147 | 0.32407 | 0.31275 | 0.30595 | 0.29915 | 0.28751 | 0.28184 | 0.27617 | 0.26374 | 0.25857 | 0.25339 | 0.24251 | 0.23719 | 0.23186 | 0.22696 | 0.22206 | 0.21382 | 0.20885 | 0.20388 | 0.19623 | 0.19187 | 0.1875 | 0.17968 | 0.17579 | 0.17191 | 0.16569 | 0.16249 | 0.15929 | 0.15299 | 0.14938 | 0.14577 | 0.14144 | 0.13809 | 0.13473 | 0.13074 | 0.12824 | 0.12575 | 0.12181 | 0.11893 | 0.11604 | 0.11236 | 0.10955 | 0.10673 | 0.10459 | 0.10204 | 0.099502 | 0.097516 | 0.094644 | 0.091772 | 0.087858 | 0.085178 | 0.082497 | 0.080227 | 0 | 0 | 0 | 0 | 0 | 0 | 0 | 0 | 0 | 0 | 0 | 0 | 0 | 0 | 0 | 0 | 0 | 0 | 0 | 0
Dim to Warm | 3000 | 96 | 93 | 93 | 90 | 106 |  |  | 0.008772 | 0.009403 | 0.008141 | 0.008432 | 0.008722 | 0.008997 | 0.009271 | 0.009367 | 0.009175 | 0.009359 | 0.009542 | 0.0092 | 0.008973 | 0.008747 | 0.009066 | 0.009385 | 0.009549 | 0.00922 | 0.009177 | 0.009134 | 0.009076 | 0.009018 | 0.008975 | 0.008931 | 0.008611 | 0.008801 | 0.008992 | 0.009084 | 0.009176 | 0.009493 | 0.009811 | 0.009812 | 0.00981 | 0.009921 | 0.010033 | 0.00993 | 0.009826 | 0.009796 | 0.010116 | 0.010436 | 0.010894 | 0.011352 | 0.01192 | 0.012488 | 0.013708 | 0.014929 | 0.016255 | 0.017581 | 0.019757 | 0.021934 | 0.027321 | 0.031791 | 0.036261 | 0.040976 | 0.045691 | 0.052715 | 0.05974 | 0.066296 | 0.072851 | 0.081087 | 0.089324 | 0.099073 | 0.10882 | 0.12633 | 0.13547 | 0.1446 | 0.15767 | 0.17074 | 0.18222 | 0.1937 | 0.20702 | 0.22033 | 0.23451 | 0.24869 | 0.26276 | 0.27683 | 0.30351 | 0.32179 | 0.34007 | 0.35965 | 0.37922 | 0.39589 | 0.41257 | 0.42862 | 0.44467 | 0.45034 | 0.456 | 0.45653 | 0.45124 | 0.44596 | 0.43311 | 0.42026 | 0.39782 | 0.37538 | 0.35635 | 0.33732 | 0.31429 | 0.29125 | 0.27607 | 0.26089 | 0.2304 | 0.22058 | 0.21076 | 0.20141 | 0.19205 | 0.18655 | 0.18105 | 0.17517 | 0.16928 | 0.15995 | 0.15638 | 0.15282 | 0.15315 | 0.15348 | 0.15439 | 0.1553 | 0.15835 | 0.16139 | 0.16604 | 0.17068 | 0.18025 | 0.18653 | 0.19282 | 0.20034 | 0.20786 | 0.21636 | 0.22486 | 0.23268 | 0.2405 | 0.24986 | 0.25922 | 0.27479 | 0.28472 | 0.29465 | 0.30334 | 0.31203 | 0.32115 | 0.33027 | 0.33696 | 0.34364 | 0.36023 | 0.36734 | 0.37444 | 0.38251 | 0.39057 | 0.3953 | 0.40003 | 0.40857 | 0.41711 | 0.42432 | 0.43038 | 0.43644 | 0.43913 | 0.44183 | 0.44813 | 0.45442 | 0.45834 | 0.46226 | 0.46986 | 0.47208 | 0.4743 | 0.4805 | 0.48671 | 0.48985 | 0.493 | 0.49787 | 0.50275 | 0.50722 | 0.51222 | 0.51721 | 0.5219 | 0.52658 | 0.53002 | 0.53345 | 0.53731 | 0.54227 | 0.54723 | 0.55264 | 0.55806 | 0.56023 | 0.5624 | 0.56867 | 0.57493 | 0.57866 | 0.58268 | 0.5867 | 0.58783 | 0.58895 | 0.59432 | 0.59969 | 0.59878 | 0.60337 | 0.60796 | 0.60842 | 0.60888 | 0.61323 | 0.61759 | 0.6158 | 0.61956 | 0.62331 | 0.62481 | 0.62631 | 0.62876 | 0.63121 | 0.62958 | 0.63306 | 0.63655 | 0.63964 | 0.64273 | 0.64443 | 0.64613 | 0.64727 | 0.65039 | 0.65351 | 0.65668 | 0.65985 | 0.66099 | 0.66213 | 0.66968 | 0.67255 | 0.67542 | 0.67974 | 0.68406 | 0.68781 | 0.69155 | 0.69872 | 0.7022 | 0.70569 | 0.71216 | 0.71862 | 0.72429 | 0.73162 | 0.73894 | 0.74457 | 0.7502 | 0.75723 | 0.76427 | 0.77329 | 0.78136 | 0.78942 | 0.79689 | 0.80435 | 0.81713 | 0.82472 | 0.83231 | 0.84051 | 0.84872 | 0.85688 | 0.86504 | 0.87801 | 0.88547 | 0.89294 | 0.89891 | 0.90489 | 0.91912 | 0.92545 | 0.93177 | 0.93796 | 0.94415 | 0.95387 | 0.95869 | 0.96351 | 0.96729 | 0.97106 | 0.98064 | 0.98356 | 0.98648 | 0.9895 | 0.99253 | 0.99587 | 0.99732 | 0.99877 | 0.99939 | 1 | 0.99979 | 0.99902 | 0.99826 | 0.99826 | 0.99825 | 0.99257 | 0.99083 | 0.98908 | 0.98587 | 0.98267 | 0.97489 | 0.97057 | 0.96625 | 0.96144 | 0.95662 | 0.94557 | 0.93979 | 0.93402 | 0.9274 | 0.92078 | 0.90658 | 0.89908 | 0.89158 | 0.88365 | 0.87572 | 0.86029 | 0.85159 | 0.84289 | 0.8255 | 0.81639 | 0.80728 | 0.79786 | 0.78844 | 0.77081 | 0.7614 | 0.75198 | 0.74269 | 0.73339 | 0.71348 | 0.70389 | 0.6943 | 0.67496 | 0.66536 | 0.65576 | 0.64572 | 0.63568 | 0.61814 | 0.60812 | 0.5981 | 0.57968 | 0.57022 | 0.56076 | 0.55198 | 0.5432 | 0.52617 | 0.51763 | 0.50909 | 0.49161 | 0.48332 | 0.47503 | 0.46591 | 0.4568 | 0.44203 | 0.43298 | 0.42393 | 0.40985 | 0.40098 | 0.39211 | 0.37787 | 0.36941 | 0.36095 | 0.35383 | 0.3467 | 0.33338 | 0.32655 | 0.31971 | 0.30782 | 0.3018 | 0.29578 | 0.2833 | 0.27761 | 0.27191 | 0.26027 | 0.25542 | 0.25056 | 0.24056 | 0.23552 | 0.23049 | 0.22549 | 0.2205 | 0.21184 | 0.20721 | 0.20257 | 0.19498 | 0.191 | 0.18701 | 0.18013 | 0.17625 | 0.17237 | 0.16554 | 0.16175 | 0.15796 | 0.15302 | 0.1497 | 0.14638 | 0.14223 | 0.13912 | 0.13601 | 0.1318 | 0.12878 | 0.12575 | 0.12206 | 0.11976 | 0.11746 | 0.11509 | 0.11238 | 0.10968 | 0.10612 | 0.10343 | 0.10074 | 0.097372 | 0.095024 | 0.092676 | 0.090125 | 0.087635 | 0.085144 | 0.082255 | 0 | 0 | 0 | 0 | 0 | 0 | 0 | 0 | 0 | 0 | 0 | 0 | 0 | 0 | 0 | 0 | 0 | 0 | 0 | 0
This shape represents a table slicer. Table slicers are supported in Excel 2013 or later. If the shape was modified in an earlier version of Excel, or if the workbook was saved in Excel 2007 or earlier, the slicer can't be used.
This shape represents a table slicer. Table slicers are supported in Excel 2013 or later. If the shape was modified in an earlier version of Excel, or if the workbook was saved in Excel 2007 or earlier, the slicer can't be used.
1
2
1
2
Approx. limits for sources on the Planckian locus.
Approx. limits for practical light sources.
Rf-Rg Plot